## Electrical Substations
Source type | Substation Type | Name | Transformer nameplate rating (MVA) | Source temperature (oC) | kW output (40% loading) | GWh annual heat capture (40% loading) | kW output (45% loading) | GWh annual heat capture (45% loading) | kW output (50% loading) | GWh annual heat capture (50% loading)
Electrical Substation | Bulk Supply Point (BSP) | BSP 1 | 60 | 20 to 70 | 92.4 | 0.80942 | 108.975 | 0.95462 | 127.5 | 1.1169
Electrical Substation | Bulk Supply Point (BSP) | BSP 2 | 60 | 20 to 70 | 92.4 | 0.80942 | 108.975 | 0.95462 | 127.5 | 1.1169
Electrical Substation | Bulk Supply Point (BSP) | BSP 3 | 60 | 20 to 70 | 92.4 | 0.80942 | 108.975 | 0.95462 | 127.5 | 1.1169
Electrical Substation | Bulk Supply Point (BSP) | BSP 4 | 60 | 20 to 70 | 92.4 | 0.80942 | 108.975 | 0.95462 | 127.5 | 1.1169
Electrical Substation | Bulk Supply Point (BSP) | BSP 5 | 60 | 20 to 70 | 92.4 | 0.80942 | 108.975 | 0.95462 | 127.5 | 1.1169
Electrical Substation | Bulk Supply Point (BSP) | BSP 6 | 60 | 20 to 70 | 92.4 | 0.80942 | 108.975 | 0.95462 | 127.5 | 1.1169
Electrical Substation | Bulk Supply Point (BSP) | BSP 7 | 60 | 20 to 70 | 92.4 | 0.80942 | 108.975 | 0.95462 | 127.5 | 1.1169
Electrical Substation | Bulk Supply Point (BSP) | BSP 8 | 60 | 20 to 70 | 92.4 | 0.80942 | 108.975 | 0.95462 | 127.5 | 1.1169
Electrical Substation | Bulk Supply Point (BSP) | BSP 9 | 60 | 20 to 70 | 92.4 | 0.80942 | 108.975 | 0.95462 | 127.5 | 1.1169
Electrical Substation | Bulk Supply Point (BSP) | BSP 10 | 60 | 20 to 70 | 92.4 | 0.80942 | 108.975 | 0.95462 | 127.5 | 1.1169
Electrical Substation | Bulk Supply Point (BSP) | BSP 11 | 60 | 20 to 70 | 92.4 | 0.80942 | 108.975 | 0.95462 | 127.5 | 1.1169
Electrical Substation | Bulk Supply Point (BSP) | BSP 12 | 60 | 20 to 70 | 92.4 | 0.80942 | 108.975 | 0.95462 | 127.5 | 1.1169
Electrical Substation | Bulk Supply Point (BSP) | BSP 13 | 60 | 20 to 70 | 92.4 | 0.80942 | 108.975 | 0.95462 | 127.5 | 1.1169
Electrical Substation | Bulk Supply Point (BSP) | BSP 14 | 60 | 20 to 70 | 92.4 | 0.80942 | 108.975 | 0.95462 | 127.5 | 1.1169
Electrical Substation | Bulk Supply Point (BSP) | BSP 15 | 60 | 20 to 70 | 92.4 | 0.80942 | 108.975 | 0.95462 | 127.5 | 1.1169
Electrical Substation | Bulk Supply Point (BSP) | BSP 16 | 60 | 20 to 70 | 92.4 | 0.80942 | 108.975 | 0.95462 | 127.5 | 1.1169
Electrical Substation | Bulk Supply Point (BSP) | BSP 17 | 60 | 20 to 70 | 92.4 | 0.80942 | 108.975 | 0.95462 | 127.5 | 1.1169
Electrical Substation | Bulk Supply Point (BSP) | BSP 18 | 60 | 20 to 70 | 92.4 | 0.80942 | 108.975 | 0.95462 | 127.5 | 1.1169
Electrical Substation | Bulk Supply Point (BSP) | BSP 19 | 60 | 20 to 70 | 92.4 | 0.80942 | 108.975 | 0.95462 | 127.5 | 1.1169
Electrical Substation | Bulk Supply Point (BSP) | BSP 20 | 60 | 20 to 70 | 92.4 | 0.80942 | 108.975 | 0.95462 | 127.5 | 1.1169
Electrical Substation | Bulk Supply Point (BSP) | BSP 21 | 60 | 20 to 70 | 92.4 | 0.80942 | 108.975 | 0.95462 | 127.5 | 1.1169
Electrical Substation | Bulk Supply Point (BSP) | BSP 22 | 60 | 20 to 70 | 92.4 | 0.80942 | 108.975 | 0.95462 | 127.5 | 1.1169
Electrical Substation | Bulk Supply Point (BSP) | BSP 23 | 60 | 20 to 70 | 92.4 | 0.80942 | 108.975 | 0.95462 | 127.5 | 1.1169
Electrical Substation | Bulk Supply Point (BSP) | BSP 24 | 60 | 20 to 70 | 92.4 | 0.80942 | 108.975 | 0.95462 | 127.5 | 1.1169
Electrical Substation | Bulk Supply Point (BSP) | BSP 25 | 60 | 20 to 70 | 92.4 | 0.80942 | 108.975 | 0.95462 | 127.5 | 1.1169
Electrical Substation | Bulk Supply Point (BSP) | BSP 26 | 60 | 20 to 70 | 92.4 | 0.80942 | 108.975 | 0.95462 | 127.5 | 1.1169
Electrical Substation | Bulk Supply Point (BSP) | BSP 27 | 60 | 20 to 70 | 92.4 | 0.80942 | 108.975 | 0.95462 | 127.5 | 1.1169
Electrical Substation | Bulk Supply Point (BSP) | BSP 28 | 60 | 20 to 70 | 92.4 | 0.80942 | 108.975 | 0.95462 | 127.5 | 1.1169
Electrical Substation | Bulk Supply Point (BSP) | BSP 29 | 60 | 20 to 70 | 92.4 | 0.80942 | 108.975 | 0.95462 | 127.5 | 1.1169
Electrical Substation | Bulk Supply Point (BSP) | BSP 30 | 60 | 20 to 70 | 92.4 | 0.80942 | 108.975 | 0.95462 | 127.5 | 1.1169
Electrical Substation | Bulk Supply Point (BSP) | BSP 31 | 60 | 20 to 70 | 92.4 | 0.80942 | 108.975 | 0.95462 | 127.5 | 1.1169
Electrical Substation | Bulk Supply Point (BSP) | BSP 32 | 60 | 20 to 70 | 92.4 | 0.80942 | 108.975 | 0.95462 | 127.5 | 1.1169
Electrical Substation | Bulk Supply Point (BSP) | BSP 33 | 60 | 20 to 70 | 92.4 | 0.80942 | 108.975 | 0.95462 | 127.5 | 1.1169
Electrical Substation | Bulk Supply Point (BSP) | BSP 34 | 60 | 20 to 70 | 92.4 | 0.80942 | 108.975 | 0.95462 | 127.5 | 1.1169
Electrical Substation | Bulk Supply Point (BSP) | BSP 35 | 60 | 20 to 70 | 92.4 | 0.80942 | 108.975 | 0.95462 | 127.5 | 1.1169
Electrical Substation | Bulk Supply Point (BSP) | BSP 36 | 60 | 20 to 70 | 92.4 | 0.80942 | 108.975 | 0.95462 | 127.5 | 1.1169
Electrical Substation | Bulk Supply Point (BSP) | BSP 37 | 60 | 20 to 70 | 92.4 | 0.80942 | 108.975 | 0.95462 | 127.5 | 1.1169
Electrical Substation | Bulk Supply Point (BSP) | BSP 38 | 60 | 20 to 70 | 92.4 | 0.80942 | 108.975 | 0.95462 | 127.5 | 1.1169
Electrical Substation | Bulk Supply Point (BSP) | BSP 39 | 60 | 20 to 70 | 92.4 | 0.80942 | 108.975 | 0.95462 | 127.5 | 1.1169
Electrical Substation | Bulk Supply Point (BSP) | BSP 40 | 60 | 20 to 70 | 92.4 | 0.80942 | 108.975 | 0.95462 | 127.5 | 1.1169
Electrical Substation | Bulk Supply Point (BSP) | BSP 41 | 60 | 20 to 70 | 92.4 | 0.80942 | 108.975 | 0.95462 | 127.5 | 1.1169
Electrical Substation | Bulk Supply Point (BSP) | BSP 134 | 60 | 20 to 70 | 92.4 | 0.80942 | 108.975 | 0.95462 | 127.5 | 1.1169
Electrical Substation | Bulk Supply Point (BSP) | BSP 143 | 60 | 20 to 70 | 92.4 | 0.80942 | 108.975 | 0.95462 | 127.5 | 1.1169
Electrical Substation | Bulk Supply Point (BSP) | BSP 144 | 60 | 20 to 70 | 92.4 | 0.80942 | 108.975 | 0.95462 | 127.5 | 1.1169
Electrical Substation | Bulk Supply Point (BSP) | BSP 147 | 60 | 20 to 70 | 92.4 | 0.80942 | 108.975 | 0.95462 | 127.5 | 1.1169
Electrical Substation | Bulk Supply Point (BSP) | BSP 148 | 60 | 20 to 70 | 92.4 | 0.80942 | 108.975 | 0.95462 | 127.5 | 1.1169
Electrical Substation | Bulk Supply Point (BSP) | BSP 152 | 60 | 20 to 70 | 92.4 | 0.80942 | 108.975 | 0.95462 | 127.5 | 1.1169
Electrical Substation | Bulk Supply Point (BSP) | BSP 160 | 60 | 20 to 70 | 92.4 | 0.80942 | 108.975 | 0.95462 | 127.5 | 1.1169
Electrical Substation | Bulk Supply Point (BSP) | BSP 161 | 60 | 20 to 70 | 92.4 | 0.80942 | 108.975 | 0.95462 | 127.5 | 1.1169
Electrical Substation | Bulk Supply Point (BSP) | BSP 172 | 60 | 20 to 70 | 92.4 | 0.80942 | 108.975 | 0.95462 | 127.5 | 1.1169
Electrical Substation | Bulk Supply Point (BSP) | BSP 173 | 60 | 20 to 70 | 92.4 | 0.80942 | 108.975 | 0.95462 | 127.5 | 1.1169
Electrical Substation | Bulk Supply Point (BSP) | BSP 195 | 60 | 20 to 70 | 92.4 | 0.80942 | 108.975 | 0.95462 | 127.5 | 1.1169
Electrical Substation | Bulk Supply Point (BSP) | BSP 198 | 60 | 20 to 70 | 92.4 | 0.80942 | 108.975 | 0.95462 | 127.5 | 1.1169
Electrical Substation | Bulk Supply Point (BSP) | BSP 205 | 60 | 20 to 70 | 92.4 | 0.80942 | 108.975 | 0.95462 | 127.5 | 1.1169
Electrical Substation | Bulk Supply Point (BSP) | BSP 207 | 60 | 20 to 70 | 92.4 | 0.80942 | 108.975 | 0.95462 | 127.5 | 1.1169
Electrical Substation | Bulk Supply Point (BSP) | BSP 211 | 60 | 20 to 70 | 92.4 | 0.80942 | 108.975 | 0.95462 | 127.5 | 1.1169
Electrical Substation | Bulk Supply Point (BSP) | BSP 215 | 60 | 20 to 70 | 92.4 | 0.80942 | 108.975 | 0.95462 | 127.5 | 1.1169
Electrical Substation | Bulk Supply Point (BSP) | BSP 218 | 60 | 20 to 70 | 92.4 | 0.80942 | 108.975 | 0.95462 | 127.5 | 1.1169
Electrical Substation | Bulk Supply Point (BSP) | BSP 219 | 60 | 20 to 70 | 92.4 | 0.80942 | 108.975 | 0.95462 | 127.5 | 1.1169
Electrical Substation | Bulk Supply Point (BSP) | BSP 229 | 60 | 20 to 70 | 92.4 | 0.80942 | 108.975 | 0.95462 | 127.5 | 1.1169
Electrical Substation | Bulk Supply Point (BSP) | BSP 240 | 60 | 20 to 70 | 92.4 | 0.80942 | 108.975 | 0.95462 | 127.5 | 1.1169
Electrical Substation | Bulk Supply Point (BSP) | BSP 279 | 60 | 20 to 70 | 92.4 | 0.80942 | 108.975 | 0.95462 | 127.5 | 1.1169
Electrical Substation | Bulk Supply Point (BSP) | BSP 379 | 60 | 20 to 70 | 92.4 | 0.80942 | 108.975 | 0.95462 | 127.5 | 1.1169
Electrical Substation | Bulk Supply Point (BSP) | BSP 380 | 60 | 20 to 70 | 92.4 | 0.80942 | 108.975 | 0.95462 | 127.5 | 1.1169
Electrical Substation | Bulk Supply Point (BSP) | BSP 381 | 60 | 20 to 70 | 92.4 | 0.80942 | 108.975 | 0.95462 | 127.5 | 1.1169
Electrical Substation | Bulk Supply Point (BSP) | BSP 382 | 60 | 20 to 70 | 92.4 | 0.80942 | 108.975 | 0.95462 | 127.5 | 1.1169
Electrical Substation | Bulk Supply Point (BSP) | BSP 383 | 60 | 20 to 70 | 92.4 | 0.80942 | 108.975 | 0.95462 | 127.5 | 1.1169
Electrical Substation | Bulk Supply Point (BSP) | BSP 384 | 60 | 20 to 70 | 92.4 | 0.80942 | 108.975 | 0.95462 | 127.5 | 1.1169
Electrical Substation | Bulk Supply Point (BSP) | BSP 385 | 60 | 20 to 70 | 92.4 | 0.80942 | 108.975 | 0.95462 | 127.5 | 1.1169
Electrical Substation | Bulk Supply Point (BSP) | BSP 386 | 60 | 20 to 70 | 92.4 | 0.80942 | 108.975 | 0.95462 | 127.5 | 1.1169
Electrical Substation | Bulk Supply Point (BSP) | BSP 455 | 60 | 20 to 70 | 92.4 | 0.80942 | 108.975 | 0.95462 | 127.5 | 1.1169
Electrical Substation | Bulk Supply Point (BSP) | BSP 618 | 60 | 20 to 70 | 92.4 | 0.80942 | 108.975 | 0.95462 | 127.5 | 1.1169
Electrical Substation | Bulk Supply Point (BSP) | BSP 619 | 60 | 20 to 70 | 92.4 | 0.80942 | 108.975 | 0.95462 | 127.5 | 1.1169
Electrical Substation | Bulk Supply Point (BSP) | BSP 620 | 60 | 20 to 70 | 92.4 | 0.80942 | 108.975 | 0.95462 | 127.5 | 1.1169
Electrical Substation | Bulk Supply Point (BSP) | BSP 621 | 60 | 20 to 70 | 92.4 | 0.80942 | 108.975 | 0.95462 | 127.5 | 1.1169
Electrical Substation | Bulk Supply Point (BSP) | BSP 637 | 60 | 20 to 70 | 92.4 | 0.80942 | 108.975 | 0.95462 | 127.5 | 1.1169
Electrical Substation | Bulk Supply Point (BSP) | BSP 638 | 60 | 20 to 70 | 92.4 | 0.80942 | 108.975 | 0.95462 | 127.5 | 1.1169
Electrical Substation | Primary | Primary 1 | 60 | 20 to 70 | 92.4 | 0.80942 | 108.975 | 0.95462 | 127.5 | 1.1169
Electrical Substation | Primary | Primary 2 | 60 | 20 to 70 | 92.4 | 0.80942 | 108.975 | 0.95462 | 127.5 | 1.1169
Electrical Substation | Primary | Primary 3 | 60 | 20 to 70 | 92.4 | 0.80942 | 108.975 | 0.95462 | 127.5 | 1.1169
Electrical Substation | Primary | Primary 4 | 60 | 20 to 70 | 92.4 | 0.80942 | 108.975 | 0.95462 | 127.5 | 1.1169
Electrical Substation | Primary | Primary 5 | 60 | 20 to 70 | 92.4 | 0.80942 | 108.975 | 0.95462 | 127.5 | 1.1169
Electrical Substation | Primary | Primary 6 | 60 | 20 to 70 | 92.4 | 0.80942 | 108.975 | 0.95462 | 127.5 | 1.1169
Electrical Substation | Primary | Primary 7 | 60 | 20 to 70 | 92.4 | 0.80942 | 108.975 | 0.95462 | 127.5 | 1.1169
Electrical Substation | Primary | Primary 8 | 60 | 20 to 70 | 92.4 | 0.80942 | 108.975 | 0.95462 | 127.5 | 1.1169
Electrical Substation | Primary | Primary 17 | 60 | 20 to 70 | 92.4 | 0.80942 | 108.975 | 0.95462 | 127.5 | 1.1169
Electrical Substation | Primary | Primary 267 | 60 | 20 to 70 | 92.4 | 0.80942 | 108.975 | 0.95462 | 127.5 | 1.1169
Electrical Substation | Primary | Primary 268 | 60 | 20 to 70 | 92.4 | 0.80942 | 108.975 | 0.95462 | 127.5 | 1.1169
Electrical Substation | Primary | Primary 18 | 60.3664 | 20 to 70 | 92.9642 | 0.81437 | 109.6404 | 0.96045 | 128.2785 | 1.1237
Electrical Substation | Primary | Primary 19 | 60.3664 | 20 to 70 | 92.9642 | 0.81437 | 109.6404 | 0.96045 | 128.2785 | 1.1237
Electrical Substation | Primary | Primary 20 | 60.375 | 20 to 70 | 92.9775 | 0.81448 | 109.6561 | 0.96059 | 128.2969 | 1.1239
Electrical Substation | Primary | Primary 21 | 61.125 | 20 to 70 | 94.1325 | 0.8246 | 111.0183 | 0.97252 | 129.8906 | 1.1378
Electrical Substation | Primary | Primary 22 | 61.25 | 20 to 70 | 94.325 | 0.82629 | 111.2453 | 0.97451 | 130.1562 | 1.1402
Electrical Substation | Primary | Primary 23 | 61.5 | 20 to 70 | 94.7101 | 0.82966 | 111.6995 | 0.97849 | 130.6876 | 1.1448
Electrical Substation | Primary | Primary 24 | 61.755 | 20 to 70 | 95.1027 | 0.8331 | 112.1625 | 0.98254 | 131.2293 | 1.1496
Electrical Substation | Primary | Primary 25 | 62.1 | 20 to 70 | 95.634 | 0.83775 | 112.7891 | 0.98803 | 131.9625 | 1.156
Electrical Substation | Primary | Primary 26 | 62.1 | 20 to 70 | 95.634 | 0.83775 | 112.7891 | 0.98803 | 131.9625 | 1.156
Electrical Substation | Primary | Primary 27 | 62.1161 | 20 to 70 | 95.6588 | 0.83797 | 112.8184 | 0.98829 | 131.9968 | 1.1563
Electrical Substation | Primary | Primary 28 | 62.991 | 20 to 70 | 97.0061 | 0.84977 | 114.4074 | 1.0022 | 133.8559 | 1.1726
Electrical Substation | Primary | Primary 29 | 62.991 | 20 to 70 | 97.0061 | 0.84977 | 114.4074 | 1.0022 | 133.8559 | 1.1726
Electrical Substation | Primary | Primary 30 | 62.991 | 20 to 70 | 97.0061 | 0.84977 | 114.4074 | 1.0022 | 133.8559 | 1.1726
Electrical Substation | Primary | Primary 31 | 63 | 20 to 70 | 97.02 | 0.8499 | 114.4237 | 1.0024 | 133.875 | 1.1727
Electrical Substation | Primary | Primary 269 | 63 | 20 to 70 | 97.02 | 0.8499 | 114.4237 | 1.0024 | 133.875 | 1.1727
Electrical Substation | Primary | Primary 270 | 63 | 20 to 70 | 97.02 | 0.8499 | 114.4237 | 1.0024 | 133.875 | 1.1727
Electrical Substation | Bulk Supply Point (BSP) | BSP 306 | 64.58 | 20 to 70 | 99.4532 | 0.87121 | 117.2934 | 1.0275 | 137.2325 | 1.2022
Electrical Substation | Bulk Supply Point (BSP) | BSP 356 | 64.58 | 20 to 70 | 99.4532 | 0.87121 | 117.2934 | 1.0275 | 137.2325 | 1.2022
Electrical Substation | Bulk Supply Point (BSP) | BSP 367 | 64.58 | 20 to 70 | 99.4532 | 0.87121 | 117.2934 | 1.0275 | 137.2325 | 1.2022
Electrical Substation | Primary | Primary 32 | 65 | 20 to 70 | 100.1 | 0.87688 | 118.0562 | 1.0342 | 138.125 | 1.21
Electrical Substation | Primary | Primary 266 | 65 | 20 to 70 | 100.1 | 0.87688 | 118.0562 | 1.0342 | 138.125 | 1.21
Electrical Substation | Primary | Primary 271 | 65 | 20 to 70 | 100.1 | 0.87688 | 118.0562 | 1.0342 | 138.125 | 1.21
Electrical Substation | Primary | Primary 33 | 65.3239 | 20 to 70 | 100.5988 | 0.88125 | 118.6446 | 1.0393 | 138.8133 | 1.216
Electrical Substation | Primary | Primary 34 | 65.3325 | 20 to 70 | 100.6121 | 0.88136 | 118.6602 | 1.0395 | 138.8316 | 1.2162
Electrical Substation | Primary | Primary 35 | 65.627 | 20 to 70 | 101.0656 | 0.88533 | 119.195 | 1.0441 | 139.4574 | 1.2216
Electrical Substation | Primary | Primary 36 | 65.6316 | 20 to 70 | 101.0727 | 0.8854 | 119.2035 | 1.0442 | 139.4672 | 1.2217
Electrical Substation | Primary | Primary 37 | 65.656 | 20 to 70 | 101.1102 | 0.88573 | 119.2477 | 1.0446 | 139.519 | 1.2222
Electrical Substation | Primary | Primary 38 | 65.6635 | 20 to 70 | 101.1217 | 0.88583 | 119.2612 | 1.0447 | 139.5348 | 1.2223
Electrical Substation | Primary | Primary 39 | 66 | 20 to 70 | 101.64 | 0.89037 | 119.8725 | 1.0501 | 140.25 | 1.2286
Electrical Substation | Primary | Primary 40 | 66 | 20 to 70 | 101.64 | 0.89037 | 119.8725 | 1.0501 | 140.25 | 1.2286
Electrical Substation | Primary | Primary 41 | 66 | 20 to 70 | 101.64 | 0.89037 | 119.8725 | 1.0501 | 140.25 | 1.2286
Electrical Substation | Bulk Supply Point (BSP) | BSP 456 | 66.0001 | 20 to 70 | 101.6401 | 0.89037 | 119.8727 | 1.0501 | 140.2502 | 1.2286
Electrical Substation | Bulk Supply Point (BSP) | BSP 457 | 66.0001 | 20 to 70 | 101.6401 | 0.89037 | 119.8727 | 1.0501 | 140.2502 | 1.2286
Electrical Substation | Primary | Primary 42 | 66.0001 | 20 to 70 | 101.6401 | 0.89037 | 119.8727 | 1.0501 | 140.2502 | 1.2286
Electrical Substation | Primary | Primary 43 | 66.0001 | 20 to 70 | 101.6401 | 0.89037 | 119.8727 | 1.0501 | 140.2502 | 1.2286
Electrical Substation | Primary | Primary 44 | 66.0001 | 20 to 70 | 101.6401 | 0.89037 | 119.8727 | 1.0501 | 140.2502 | 1.2286
Electrical Substation | Primary | Primary 45 | 66.4905 | 20 to 70 | 102.3953 | 0.89698 | 120.7633 | 1.0579 | 141.2922 | 1.2377
Electrical Substation | Primary | Primary 46 | 66.4905 | 20 to 70 | 102.3954 | 0.89698 | 120.7634 | 1.0579 | 141.2923 | 1.2377
Electrical Substation | Primary | Primary 47 | 66.4905 | 20 to 70 | 102.3954 | 0.89698 | 120.7634 | 1.0579 | 141.2923 | 1.2377
Electrical Substation | Primary | Primary 48 | 66.4905 | 20 to 70 | 102.3954 | 0.89698 | 120.7634 | 1.0579 | 141.2923 | 1.2377
Electrical Substation | Primary | Primary 49 | 66.4905 | 20 to 70 | 102.3954 | 0.89698 | 120.7634 | 1.0579 | 141.2923 | 1.2377
Electrical Substation | Primary | Primary 50 | 66.4905 | 20 to 70 | 102.3954 | 0.89698 | 120.7634 | 1.0579 | 141.2923 | 1.2377
Electrical Substation | Primary | Primary 51 | 66.4905 | 20 to 70 | 102.3954 | 0.89698 | 120.7634 | 1.0579 | 141.2923 | 1.2377
Electrical Substation | Primary | Primary 52 | 66.4905 | 20 to 70 | 102.3954 | 0.89698 | 120.7634 | 1.0579 | 141.2923 | 1.2377
Electrical Substation | Primary | Primary 53 | 66.4905 | 20 to 70 | 102.3954 | 0.89698 | 120.7634 | 1.0579 | 141.2923 | 1.2377
Electrical Substation | Primary | Primary 54 | 66.4905 | 20 to 70 | 102.3954 | 0.89698 | 120.7634 | 1.0579 | 141.2923 | 1.2377
Electrical Substation | Primary | Primary 55 | 66.4905 | 20 to 70 | 102.3954 | 0.89698 | 120.7634 | 1.0579 | 141.2923 | 1.2377
Electrical Substation | Primary | Primary 56 | 66.4905 | 20 to 70 | 102.3954 | 0.89698 | 120.7634 | 1.0579 | 141.2923 | 1.2377
Electrical Substation | Primary | Primary 57 | 66.4905 | 20 to 70 | 102.3954 | 0.89698 | 120.7634 | 1.0579 | 141.2923 | 1.2377
Electrical Substation | Primary | Primary 58 | 66.4905 | 20 to 70 | 102.3954 | 0.89698 | 120.7634 | 1.0579 | 141.2923 | 1.2377
Electrical Substation | Primary | Primary 59 | 66.4992 | 20 to 70 | 102.4088 | 0.8971 | 120.7792 | 1.058 | 141.3109 | 1.2379
Electrical Substation | Primary | Primary 60 | 66.4992 | 20 to 70 | 102.4088 | 0.8971 | 120.7792 | 1.058 | 141.3109 | 1.2379
Electrical Substation | Primary | Primary 61 | 66.5 | 20 to 70 | 102.41 | 0.89711 | 120.7806 | 1.058 | 141.3125 | 1.2379
Electrical Substation | Primary | Primary 62 | 66.5 | 20 to 70 | 102.41 | 0.89711 | 120.7806 | 1.058 | 141.3125 | 1.2379
Electrical Substation | Primary | Primary 63 | 66.5 | 20 to 70 | 102.41 | 0.89711 | 120.7806 | 1.058 | 141.3125 | 1.2379
Electrical Substation | Primary | Primary 9 | 67 | 20 to 70 | 103.18 | 0.90386 | 121.6887 | 1.066 | 142.375 | 1.2472
Electrical Substation | Bulk Supply Point (BSP) | BSP 639 | 67.5 | 20 to 70 | 103.95 | 0.9106 | 122.5969 | 1.0739 | 143.4375 | 1.2565
Electrical Substation | Primary | Primary 64 | 67.5 | 20 to 70 | 103.95 | 0.9106 | 122.5969 | 1.0739 | 143.4375 | 1.2565
Electrical Substation | Bulk Supply Point (BSP) | BSP 308 | 67.8 | 20 to 70 | 104.412 | 0.91465 | 123.1418 | 1.0787 | 144.075 | 1.2621
Electrical Substation | Bulk Supply Point (BSP) | BSP 344 | 67.8 | 20 to 70 | 104.412 | 0.91465 | 123.1418 | 1.0787 | 144.075 | 1.2621
Electrical Substation | Bulk Supply Point (BSP) | BSP 458 | 67.9949 | 20 to 70 | 104.7122 | 0.91728 | 123.4958 | 1.0818 | 144.4892 | 1.2657
Electrical Substation | Primary | Primary 65 | 68.0097 | 20 to 70 | 104.735 | 0.91748 | 123.5227 | 1.0821 | 144.5207 | 1.266
Electrical Substation | Primary | Primary 272 | 68.58 | 20 to 70 | 105.6132 | 0.92517 | 124.5584 | 1.0911 | 145.7325 | 1.2766
Electrical Substation | Bulk Supply Point (BSP) | BSP 640 | 68.59 | 20 to 70 | 105.6286 | 0.92531 | 124.5766 | 1.0913 | 145.7537 | 1.2768
Electrical Substation | Bulk Supply Point (BSP) | BSP 641 | 68.59 | 20 to 70 | 105.6286 | 0.92531 | 124.5766 | 1.0913 | 145.7537 | 1.2768
Electrical Substation | Bulk Supply Point (BSP) | BSP 642 | 68.59 | 20 to 70 | 105.6286 | 0.92531 | 124.5766 | 1.0913 | 145.7537 | 1.2768
Electrical Substation | Bulk Supply Point (BSP) | BSP 643 | 68.59 | 20 to 70 | 105.6286 | 0.92531 | 124.5766 | 1.0913 | 145.7537 | 1.2768
Electrical Substation | Bulk Supply Point (BSP) | BSP 644 | 68.59 | 20 to 70 | 105.6286 | 0.92531 | 124.5766 | 1.0913 | 145.7537 | 1.2768
Electrical Substation | Bulk Supply Point (BSP) | BSP 645 | 68.59 | 20 to 70 | 105.6286 | 0.92531 | 124.5766 | 1.0913 | 145.7537 | 1.2768
Electrical Substation | Bulk Supply Point (BSP) | BSP 646 | 68.59 | 20 to 70 | 105.6286 | 0.92531 | 124.5766 | 1.0913 | 145.7537 | 1.2768
Electrical Substation | Bulk Supply Point (BSP) | BSP 647 | 68.59 | 20 to 70 | 105.6286 | 0.92531 | 124.5766 | 1.0913 | 145.7537 | 1.2768
Electrical Substation | Bulk Supply Point (BSP) | BSP 459 | 69 | 20 to 70 | 106.26 | 0.93084 | 125.3212 | 1.0978 | 146.6249 | 1.2844
Electrical Substation | Bulk Supply Point (BSP) | BSP 460 | 69 | 20 to 70 | 106.26 | 0.93084 | 125.3212 | 1.0978 | 146.6249 | 1.2844
Electrical Substation | Primary | Primary 66 | 69 | 20 to 70 | 106.26 | 0.93084 | 125.3212 | 1.0978 | 146.6249 | 1.2844
Electrical Substation | Primary | Primary 67 | 69 | 20 to 70 | 106.26 | 0.93084 | 125.3212 | 1.0978 | 146.6249 | 1.2844
Electrical Substation | Primary | Primary 68 | 69 | 20 to 70 | 106.26 | 0.93084 | 125.3212 | 1.0978 | 146.6249 | 1.2844
Electrical Substation | Primary | Primary 69 | 69 | 20 to 70 | 106.26 | 0.93084 | 125.3212 | 1.0978 | 146.6249 | 1.2844
Electrical Substation | Primary | Primary 70 | 69 | 20 to 70 | 106.26 | 0.93084 | 125.3212 | 1.0978 | 146.6249 | 1.2844
Electrical Substation | Bulk Supply Point (BSP) | BSP 461 | 69 | 20 to 70 | 106.26 | 0.93084 | 125.3212 | 1.0978 | 146.625 | 1.2844
Electrical Substation | Primary | Primary 71 | 69 | 20 to 70 | 106.26 | 0.93084 | 125.3212 | 1.0978 | 146.625 | 1.2844
Electrical Substation | Primary | Primary 72 | 69 | 20 to 70 | 106.26 | 0.93084 | 125.3212 | 1.0978 | 146.625 | 1.2844
Electrical Substation | Primary | Primary 73 | 69 | 20 to 70 | 106.26 | 0.93084 | 125.3212 | 1.0978 | 146.625 | 1.2844
Electrical Substation | Primary | Primary 74 | 69 | 20 to 70 | 106.26 | 0.93084 | 125.3212 | 1.0978 | 146.625 | 1.2844
Electrical Substation | Primary | Primary 75 | 69 | 20 to 70 | 106.26 | 0.93084 | 125.3212 | 1.0978 | 146.625 | 1.2844
Electrical Substation | Primary | Primary 76 | 69 | 20 to 70 | 106.26 | 0.93084 | 125.3212 | 1.0978 | 146.625 | 1.2844
Electrical Substation | Primary | Primary 77 | 69 | 20 to 70 | 106.26 | 0.93084 | 125.3212 | 1.0978 | 146.625 | 1.2844
Electrical Substation | Primary | Primary 78 | 69 | 20 to 70 | 106.26 | 0.93084 | 125.3212 | 1.0978 | 146.625 | 1.2844
Electrical Substation | Primary | Primary 79 | 69 | 20 to 70 | 106.26 | 0.93084 | 125.3212 | 1.0978 | 146.625 | 1.2844
Electrical Substation | Primary | Primary 80 | 69 | 20 to 70 | 106.26 | 0.93084 | 125.3212 | 1.0978 | 146.625 | 1.2844
Electrical Substation | Primary | Primary 81 | 69 | 20 to 70 | 106.26 | 0.93084 | 125.3212 | 1.0978 | 146.625 | 1.2844
Electrical Substation | Primary | Primary 82 | 69 | 20 to 70 | 106.26 | 0.93084 | 125.3212 | 1.0978 | 146.625 | 1.2844
Electrical Substation | Primary | Primary 83 | 69 | 20 to 70 | 106.26 | 0.93084 | 125.3212 | 1.0978 | 146.625 | 1.2844
Electrical Substation | Primary | Primary 84 | 69 | 20 to 70 | 106.26 | 0.93084 | 125.3212 | 1.0978 | 146.625 | 1.2844
Electrical Substation | Primary | Primary 85 | 69 | 20 to 70 | 106.26 | 0.93084 | 125.3212 | 1.0978 | 146.625 | 1.2844
Electrical Substation | Primary | Primary 86 | 69 | 20 to 70 | 106.26 | 0.93084 | 125.3212 | 1.0978 | 146.625 | 1.2844
Electrical Substation | Primary | Primary 87 | 69 | 20 to 70 | 106.26 | 0.93084 | 125.3212 | 1.0978 | 146.625 | 1.2844
Electrical Substation | Primary | Primary 88 | 69 | 20 to 70 | 106.26 | 0.93084 | 125.3212 | 1.0978 | 146.625 | 1.2844
Electrical Substation | Primary | Primary 89 | 69 | 20 to 70 | 106.26 | 0.93084 | 125.3212 | 1.0978 | 146.625 | 1.2844
Electrical Substation | Primary | Primary 90 | 69 | 20 to 70 | 106.26 | 0.93084 | 125.3212 | 1.0978 | 146.625 | 1.2844
Electrical Substation | Primary | Primary 91 | 69 | 20 to 70 | 106.26 | 0.93084 | 125.3212 | 1.0978 | 146.625 | 1.2844
Electrical Substation | Primary | Primary 92 | 69 | 20 to 70 | 106.26 | 0.93084 | 125.3212 | 1.0978 | 146.625 | 1.2844
Electrical Substation | Primary | Primary 93 | 69 | 20 to 70 | 106.26 | 0.93084 | 125.3212 | 1.0978 | 146.625 | 1.2844
Electrical Substation | Primary | Primary 94 | 69 | 20 to 70 | 106.26 | 0.93084 | 125.3212 | 1.0978 | 146.625 | 1.2844
Electrical Substation | Primary | Primary 95 | 69 | 20 to 70 | 106.26 | 0.93084 | 125.3212 | 1.0978 | 146.625 | 1.2844
Electrical Substation | Primary | Primary 96 | 69 | 20 to 70 | 106.26 | 0.93084 | 125.3212 | 1.0978 | 146.625 | 1.2844
Electrical Substation | Primary | Primary 97 | 69 | 20 to 70 | 106.26 | 0.93084 | 125.3212 | 1.0978 | 146.625 | 1.2844
Electrical Substation | Primary | Primary 98 | 69 | 20 to 70 | 106.26 | 0.93084 | 125.3212 | 1.0978 | 146.625 | 1.2844
Electrical Substation | Primary | Primary 99 | 69 | 20 to 70 | 106.26 | 0.93084 | 125.3212 | 1.0978 | 146.625 | 1.2844
Electrical Substation | Primary | Primary 100 | 69 | 20 to 70 | 106.26 | 0.93084 | 125.3212 | 1.0978 | 146.625 | 1.2844
Electrical Substation | Primary | Primary 101 | 69 | 20 to 70 | 106.26 | 0.93084 | 125.3212 | 1.0978 | 146.625 | 1.2844
Electrical Substation | Primary | Primary 102 | 69 | 20 to 70 | 106.26 | 0.93084 | 125.3212 | 1.0978 | 146.625 | 1.2844
Electrical Substation | Primary | Primary 103 | 69 | 20 to 70 | 106.26 | 0.93084 | 125.3212 | 1.0978 | 146.625 | 1.2844
Electrical Substation | Primary | Primary 104 | 69 | 20 to 70 | 106.26 | 0.93084 | 125.3212 | 1.0978 | 146.625 | 1.2844
Electrical Substation | Primary | Primary 105 | 69 | 20 to 70 | 106.26 | 0.93084 | 125.3212 | 1.0978 | 146.625 | 1.2844
Electrical Substation | Primary | Primary 106 | 69 | 20 to 70 | 106.26 | 0.93084 | 125.3212 | 1.0978 | 146.625 | 1.2844
Electrical Substation | Primary | Primary 107 | 69 | 20 to 70 | 106.26 | 0.93084 | 125.3212 | 1.0978 | 146.625 | 1.2844
Electrical Substation | Primary | Primary 108 | 69 | 20 to 70 | 106.26 | 0.93084 | 125.3212 | 1.0978 | 146.625 | 1.2844
Electrical Substation | Primary | Primary 109 | 69 | 20 to 70 | 106.26 | 0.93084 | 125.3212 | 1.0978 | 146.625 | 1.2844
Electrical Substation | Primary | Primary 110 | 69 | 20 to 70 | 106.26 | 0.93084 | 125.3212 | 1.0978 | 146.625 | 1.2844
Electrical Substation | Primary | Primary 111 | 69 | 20 to 70 | 106.26 | 0.93084 | 125.3212 | 1.0978 | 146.625 | 1.2844
Electrical Substation | Primary | Primary 112 | 69 | 20 to 70 | 106.26 | 0.93084 | 125.3212 | 1.0978 | 146.625 | 1.2844
Electrical Substation | Primary | Primary 113 | 69 | 20 to 70 | 106.26 | 0.93084 | 125.3212 | 1.0978 | 146.625 | 1.2844
Electrical Substation | Primary | Primary 114 | 69 | 20 to 70 | 106.26 | 0.93084 | 125.3212 | 1.0978 | 146.625 | 1.2844
Electrical Substation | Primary | Primary 115 | 69 | 20 to 70 | 106.26 | 0.93084 | 125.3212 | 1.0978 | 146.625 | 1.2844
Electrical Substation | Primary | Primary 116 | 69 | 20 to 70 | 106.26 | 0.93084 | 125.3212 | 1.0978 | 146.625 | 1.2844
Electrical Substation | Primary | Primary 117 | 69 | 20 to 70 | 106.26 | 0.93084 | 125.3212 | 1.0978 | 146.625 | 1.2844
Electrical Substation | Primary | Primary 118 | 69 | 20 to 70 | 106.26 | 0.93084 | 125.3212 | 1.0978 | 146.625 | 1.2844
Electrical Substation | Primary | Primary 119 | 69 | 20 to 70 | 106.26 | 0.93084 | 125.3212 | 1.0978 | 146.625 | 1.2844
Electrical Substation | Primary | Primary 120 | 69 | 20 to 70 | 106.26 | 0.93084 | 125.3212 | 1.0978 | 146.625 | 1.2844
Electrical Substation | Primary | Primary 121 | 69 | 20 to 70 | 106.26 | 0.93084 | 125.3212 | 1.0978 | 146.625 | 1.2844
Electrical Substation | Primary | Primary 122 | 69 | 20 to 70 | 106.26 | 0.93084 | 125.3212 | 1.0978 | 146.625 | 1.2844
Electrical Substation | Primary | Primary 123 | 69 | 20 to 70 | 106.26 | 0.93084 | 125.3212 | 1.0978 | 146.625 | 1.2844
Electrical Substation | Primary | Primary 124 | 69 | 20 to 70 | 106.26 | 0.93084 | 125.3212 | 1.0978 | 146.625 | 1.2844
Electrical Substation | Primary | Primary 273 | 69 | 20 to 70 | 106.26 | 0.93084 | 125.3212 | 1.0978 | 146.625 | 1.2844
Electrical Substation | Primary | Primary 125 | 69 | 20 to 70 | 106.2601 | 0.93084 | 125.3213 | 1.0978 | 146.6251 | 1.2844
Electrical Substation | Primary | Primary 126 | 69.0002 | 20 to 70 | 106.2603 | 0.93084 | 125.3216 | 1.0978 | 146.6254 | 1.2844
Electrical Substation | Bulk Supply Point (BSP) | BSP 357 | 69.11 | 20 to 70 | 106.4294 | 0.93232 | 125.521 | 1.0996 | 146.8588 | 1.2865
Electrical Substation | Bulk Supply Point (BSP) | BSP 368 | 69.11 | 20 to 70 | 106.4294 | 0.93232 | 125.521 | 1.0996 | 146.8588 | 1.2865
Electrical Substation | Bulk Supply Point (BSP) | BSP 376 | 69.11 | 20 to 70 | 106.4294 | 0.93232 | 125.521 | 1.0996 | 146.8588 | 1.2865
Electrical Substation | Primary | Primary 127 | 69.5 | 20 to 70 | 107.03 | 0.93758 | 126.2294 | 1.1058 | 147.6875 | 1.2937
Electrical Substation | Primary | Primary 128 | 69.95 | 20 to 70 | 107.7229 | 0.94365 | 127.0466 | 1.1129 | 148.6436 | 1.3021
Electrical Substation | Primary | Primary 129 | 69.9899 | 20 to 70 | 107.7845 | 0.94419 | 127.1192 | 1.1136 | 148.7286 | 1.3029
Electrical Substation | Bulk Supply Point (BSP) | BSP 462 | 69.99 | 20 to 70 | 107.7846 | 0.94419 | 127.1193 | 1.1136 | 148.7288 | 1.3029
Electrical Substation | Primary | Primary 130 | 69.99 | 20 to 70 | 107.7846 | 0.94419 | 127.1193 | 1.1136 | 148.7288 | 1.3029
Electrical Substation | Primary | Primary 131 | 69.99 | 20 to 70 | 107.7846 | 0.94419 | 127.1193 | 1.1136 | 148.7288 | 1.3029
Electrical Substation | Primary | Primary 132 | 69.99 | 20 to 70 | 107.7846 | 0.94419 | 127.1193 | 1.1136 | 148.7288 | 1.3029
Electrical Substation | Primary | Primary 133 | 69.99 | 20 to 70 | 107.7846 | 0.94419 | 127.1193 | 1.1136 | 148.7288 | 1.3029
Electrical Substation | Primary | Primary 134 | 69.99 | 20 to 70 | 107.7846 | 0.94419 | 127.1193 | 1.1136 | 148.7288 | 1.3029
Electrical Substation | Primary | Primary 135 | 69.9972 | 20 to 70 | 107.7957 | 0.94429 | 127.1324 | 1.1137 | 148.7441 | 1.303
Electrical Substation | Primary | Primary 136 | 69.999 | 20 to 70 | 107.7985 | 0.94431 | 127.1357 | 1.1137 | 148.7479 | 1.303
Electrical Substation | Primary | Primary 137 | 69.999 | 20 to 70 | 107.7985 | 0.94431 | 127.1357 | 1.1137 | 148.7479 | 1.303
Electrical Substation | Primary | Primary 138 | 69.9992 | 20 to 70 | 107.7988 | 0.94432 | 127.136 | 1.1137 | 148.7483 | 1.303
Electrical Substation | Primary | Primary 139 | 69.9992 | 20 to 70 | 107.7988 | 0.94432 | 127.136 | 1.1137 | 148.7483 | 1.303
Electrical Substation | Primary | Primary 140 | 69.9992 | 20 to 70 | 107.7988 | 0.94432 | 127.136 | 1.1137 | 148.7483 | 1.303
Electrical Substation | Primary | Primary 141 | 69.9992 | 20 to 70 | 107.7988 | 0.94432 | 127.136 | 1.1137 | 148.7483 | 1.303
Electrical Substation | Primary | Primary 142 | 69.9992 | 20 to 70 | 107.7988 | 0.94432 | 127.136 | 1.1137 | 148.7483 | 1.303
Electrical Substation | Primary | Primary 143 | 69.9992 | 20 to 70 | 107.7988 | 0.94432 | 127.136 | 1.1137 | 148.7483 | 1.303
Electrical Substation | Primary | Primary 144 | 69.9999 | 20 to 70 | 107.7999 | 0.94433 | 127.1374 | 1.1137 | 148.7499 | 1.303
Electrical Substation | Bulk Supply Point (BSP) | BSP 463 | 70 | 20 to 70 | 107.8 | 0.94433 | 127.1375 | 1.1137 | 148.75 | 1.3031
Electrical Substation | Primary | Primary 145 | 70 | 20 to 70 | 107.8 | 0.94433 | 127.1375 | 1.1137 | 148.75 | 1.3031
Electrical Substation | Primary | Primary 146 | 70 | 20 to 70 | 107.8 | 0.94433 | 127.1375 | 1.1137 | 148.75 | 1.3031
Electrical Substation | Primary | Primary 147 | 70 | 20 to 70 | 107.8 | 0.94433 | 127.1375 | 1.1137 | 148.75 | 1.3031
Electrical Substation | Primary | Primary 148 | 70 | 20 to 70 | 107.8 | 0.94433 | 127.1375 | 1.1137 | 148.75 | 1.3031
Electrical Substation | Primary | Primary 149 | 70 | 20 to 70 | 107.8 | 0.94433 | 127.1375 | 1.1137 | 148.75 | 1.3031
Electrical Substation | Primary | Primary 150 | 70 | 20 to 70 | 107.8 | 0.94433 | 127.1375 | 1.1137 | 148.75 | 1.3031
Electrical Substation | Primary | Primary 151 | 70 | 20 to 70 | 107.8 | 0.94433 | 127.1375 | 1.1137 | 148.75 | 1.3031
Electrical Substation | Primary | Primary 152 | 70 | 20 to 70 | 107.8 | 0.94433 | 127.1375 | 1.1137 | 148.75 | 1.3031
Electrical Substation | Primary | Primary 153 | 70 | 20 to 70 | 107.8 | 0.94433 | 127.1375 | 1.1137 | 148.75 | 1.3031
Electrical Substation | Primary | Primary 154 | 70 | 20 to 70 | 107.8 | 0.94433 | 127.1375 | 1.1137 | 148.75 | 1.3031
Electrical Substation | Primary | Primary 155 | 70 | 20 to 70 | 107.8 | 0.94433 | 127.1375 | 1.1137 | 148.75 | 1.3031
Electrical Substation | Primary | Primary 156 | 70 | 20 to 70 | 107.8 | 0.94433 | 127.1375 | 1.1137 | 148.75 | 1.3031
Electrical Substation | Primary | Primary 157 | 70 | 20 to 70 | 107.8 | 0.94433 | 127.1375 | 1.1137 | 148.75 | 1.3031
Electrical Substation | Primary | Primary 158 | 70 | 20 to 70 | 107.8 | 0.94433 | 127.1375 | 1.1137 | 148.75 | 1.3031
Electrical Substation | Primary | Primary 159 | 70 | 20 to 70 | 107.8 | 0.94433 | 127.1375 | 1.1137 | 148.75 | 1.3031
Electrical Substation | Primary | Primary 160 | 70 | 20 to 70 | 107.8 | 0.94433 | 127.1375 | 1.1137 | 148.75 | 1.3031
Electrical Substation | Primary | Primary 161 | 70 | 20 to 70 | 107.8 | 0.94433 | 127.1375 | 1.1137 | 148.75 | 1.3031
Electrical Substation | Primary | Primary 162 | 70 | 20 to 70 | 107.8 | 0.94433 | 127.1375 | 1.1137 | 148.75 | 1.3031
Electrical Substation | Primary | Primary 163 | 70 | 20 to 70 | 107.8 | 0.94433 | 127.1375 | 1.1137 | 148.75 | 1.3031
Electrical Substation | Primary | Primary 164 | 70 | 20 to 70 | 107.8 | 0.94433 | 127.1375 | 1.1137 | 148.75 | 1.3031
Electrical Substation | Primary | Primary 165 | 70 | 20 to 70 | 107.8 | 0.94433 | 127.1375 | 1.1137 | 148.75 | 1.3031
Electrical Substation | Primary | Primary 166 | 70 | 20 to 70 | 107.8 | 0.94433 | 127.1375 | 1.1137 | 148.75 | 1.3031
Electrical Substation | Primary | Primary 167 | 70 | 20 to 70 | 107.8 | 0.94433 | 127.1375 | 1.1137 | 148.75 | 1.3031
Electrical Substation | Primary | Primary 168 | 70.0001 | 20 to 70 | 107.8001 | 0.94433 | 127.1376 | 1.1137 | 148.7501 | 1.3031
Electrical Substation | Primary | Primary 169 | 70.004 | 20 to 70 | 107.8062 | 0.94438 | 127.1448 | 1.1138 | 148.7585 | 1.3031
Electrical Substation | Primary | Primary 170 | 70.4568 | 20 to 70 | 108.5035 | 0.95049 | 127.9672 | 1.121 | 149.7207 | 1.3116
Electrical Substation | Bulk Supply Point (BSP) | BSP 648 | 71.45 | 20 to 70 | 110.033 | 0.96389 | 129.7711 | 1.1368 | 151.8313 | 1.33
Electrical Substation | Bulk Supply Point (BSP) | BSP 649 | 71.45 | 20 to 70 | 110.033 | 0.96389 | 129.7711 | 1.1368 | 151.8313 | 1.33
Electrical Substation | Bulk Supply Point (BSP) | BSP 650 | 71.45 | 20 to 70 | 110.033 | 0.96389 | 129.7711 | 1.1368 | 151.8313 | 1.33
Electrical Substation | Bulk Supply Point (BSP) | BSP 283 | 71.6 | 20 to 70 | 110.264 | 0.96591 | 130.0435 | 1.1392 | 152.15 | 1.3328
Electrical Substation | Bulk Supply Point (BSP) | BSP 289 | 71.6 | 20 to 70 | 110.264 | 0.96591 | 130.0435 | 1.1392 | 152.15 | 1.3328
Electrical Substation | Bulk Supply Point (BSP) | BSP 291 | 71.6 | 20 to 70 | 110.264 | 0.96591 | 130.0435 | 1.1392 | 152.15 | 1.3328
Electrical Substation | Bulk Supply Point (BSP) | BSP 189 | 72 | 20 to 70 | 110.88 | 0.97131 | 130.77 | 1.1455 | 153 | 1.3403
Electrical Substation | Primary | Primary 274 | 72 | 20 to 70 | 110.88 | 0.97131 | 130.77 | 1.1455 | 153 | 1.3403
Electrical Substation | Bulk Supply Point (BSP) | BSP 281 | 72.3 | 20 to 70 | 111.342 | 0.97536 | 131.3149 | 1.1503 | 153.6375 | 1.3459
Electrical Substation | Bulk Supply Point (BSP) | BSP 285 | 72.3 | 20 to 70 | 111.342 | 0.97536 | 131.3149 | 1.1503 | 153.6375 | 1.3459
Electrical Substation | Primary | Primary 171 | 72.45 | 20 to 70 | 111.573 | 0.97738 | 131.5874 | 1.1527 | 153.9563 | 1.3487
Electrical Substation | Primary | Primary 172 | 72.45 | 20 to 70 | 111.573 | 0.97738 | 131.5874 | 1.1527 | 153.9563 | 1.3487
Electrical Substation | Primary | Primary 173 | 72.6 | 20 to 70 | 111.804 | 0.9794 | 131.8597 | 1.1551 | 154.275 | 1.3514
Electrical Substation | Bulk Supply Point (BSP) | BSP 331 | 73.2 | 20 to 70 | 112.728 | 0.9875 | 132.9495 | 1.1646 | 155.55 | 1.3626
Electrical Substation | Bulk Supply Point (BSP) | BSP 365 | 73.2 | 20 to 70 | 112.728 | 0.9875 | 132.9495 | 1.1646 | 155.55 | 1.3626
Electrical Substation | Primary | Primary 174 | 74 | 20 to 70 | 113.96 | 0.99829 | 134.4025 | 1.1774 | 157.25 | 1.3775
Electrical Substation | Bulk Supply Point (BSP) | BSP 304 | 74.1 | 20 to 70 | 114.114 | 0.99964 | 134.5841 | 1.179 | 157.4625 | 1.3794
Electrical Substation | Bulk Supply Point (BSP) | BSP 323 | 74.1 | 20 to 70 | 114.114 | 0.99964 | 134.5841 | 1.179 | 157.4625 | 1.3794
Electrical Substation | Bulk Supply Point (BSP) | BSP 328 | 74.1 | 20 to 70 | 114.114 | 0.99964 | 134.5841 | 1.179 | 157.4625 | 1.3794
Electrical Substation | Bulk Supply Point (BSP) | BSP 282 | 74.3 | 20 to 70 | 114.422 | 1.0023 | 134.9474 | 1.1821 | 157.8875 | 1.3831
Electrical Substation | Bulk Supply Point (BSP) | BSP 286 | 74.3 | 20 to 70 | 114.422 | 1.0023 | 134.9474 | 1.1821 | 157.8875 | 1.3831
Electrical Substation | Bulk Supply Point (BSP) | BSP 149 | 75 | 20 to 70 | 115.5 | 1.0118 | 136.2188 | 1.1933 | 159.375 | 1.3961
Electrical Substation | Bulk Supply Point (BSP) | BSP 150 | 75 | 20 to 70 | 115.5 | 1.0118 | 136.2188 | 1.1933 | 159.375 | 1.3961
Electrical Substation | Bulk Supply Point (BSP) | BSP 176 | 75 | 20 to 70 | 115.5 | 1.0118 | 136.2188 | 1.1933 | 159.375 | 1.3961
Electrical Substation | Bulk Supply Point (BSP) | BSP 188 | 75 | 20 to 70 | 115.5 | 1.0118 | 136.2188 | 1.1933 | 159.375 | 1.3961
Electrical Substation | Bulk Supply Point (BSP) | BSP 191 | 75 | 20 to 70 | 115.5 | 1.0118 | 136.2188 | 1.1933 | 159.375 | 1.3961
Electrical Substation | Bulk Supply Point (BSP) | BSP 206 | 75 | 20 to 70 | 115.5 | 1.0118 | 136.2188 | 1.1933 | 159.375 | 1.3961
Electrical Substation | Bulk Supply Point (BSP) | BSP 243 | 75 | 20 to 70 | 115.5 | 1.0118 | 136.2188 | 1.1933 | 159.375 | 1.3961
Electrical Substation | Bulk Supply Point (BSP) | BSP 254 | 75 | 20 to 70 | 115.5 | 1.0118 | 136.2188 | 1.1933 | 159.375 | 1.3961
Electrical Substation | Bulk Supply Point (BSP) | BSP 266 | 75 | 20 to 70 | 115.5 | 1.0118 | 136.2188 | 1.1933 | 159.375 | 1.3961
Electrical Substation | Bulk Supply Point (BSP) | BSP 268 | 75 | 20 to 70 | 115.5 | 1.0118 | 136.2188 | 1.1933 | 159.375 | 1.3961
Electrical Substation | Bulk Supply Point (BSP) | BSP 387 | 75 | 20 to 70 | 115.5 | 1.0118 | 136.2188 | 1.1933 | 159.375 | 1.3961
Electrical Substation | Primary | Primary 10 | 75 | 20 to 70 | 115.5 | 1.0118 | 136.2188 | 1.1933 | 159.375 | 1.3961
Electrical Substation | Bulk Supply Point (BSP) | BSP 318 | 75.36 | 20 to 70 | 116.0544 | 1.0166 | 136.8726 | 1.199 | 160.14 | 1.4028
Electrical Substation | Bulk Supply Point (BSP) | BSP 360 | 75.36 | 20 to 70 | 116.0544 | 1.0166 | 136.8726 | 1.199 | 160.14 | 1.4028
Electrical Substation | Bulk Supply Point (BSP) | BSP 370 | 75.36 | 20 to 70 | 116.0544 | 1.0166 | 136.8726 | 1.199 | 160.14 | 1.4028
Electrical Substation | Bulk Supply Point (BSP) | BSP 651 | 75.45 | 20 to 70 | 116.193 | 1.0179 | 137.0361 | 1.2004 | 160.3313 | 1.4045
Electrical Substation | Bulk Supply Point (BSP) | BSP 652 | 75.45 | 20 to 70 | 116.193 | 1.0179 | 137.0361 | 1.2004 | 160.3313 | 1.4045
Electrical Substation | Bulk Supply Point (BSP) | BSP 388 | 76 | 20 to 70 | 117.04 | 1.0253 | 138.035 | 1.2092 | 161.5 | 1.4147
Electrical Substation | Bulk Supply Point (BSP) | BSP 389 | 76 | 20 to 70 | 117.04 | 1.0253 | 138.035 | 1.2092 | 161.5 | 1.4147
Electrical Substation | Bulk Supply Point (BSP) | BSP 390 | 76 | 20 to 70 | 117.04 | 1.0253 | 138.035 | 1.2092 | 161.5 | 1.4147
Electrical Substation | Bulk Supply Point (BSP) | BSP 391 | 76 | 20 to 70 | 117.04 | 1.0253 | 138.035 | 1.2092 | 161.5 | 1.4147
Electrical Substation | Primary | Primary 11 | 76 | 20 to 70 | 117.04 | 1.0253 | 138.035 | 1.2092 | 161.5 | 1.4147
Electrical Substation | Primary | Primary 12 | 76 | 20 to 70 | 117.04 | 1.0253 | 138.035 | 1.2092 | 161.5 | 1.4147
Electrical Substation | Primary | Primary 13 | 76 | 20 to 70 | 117.04 | 1.0253 | 138.035 | 1.2092 | 161.5 | 1.4147
Electrical Substation | Primary | Primary 175 | 77 | 20 to 70 | 118.58 | 1.0388 | 139.8512 | 1.2251 | 163.625 | 1.4334
Electrical Substation | Primary | Primary 176 | 77 | 20 to 70 | 118.58 | 1.0388 | 139.8512 | 1.2251 | 163.625 | 1.4334
Electrical Substation | Primary | Primary 177 | 77.625 | 20 to 70 | 119.5425 | 1.0472 | 140.9864 | 1.235 | 164.9531 | 1.445
Electrical Substation | Primary | Primary 178 | 77.625 | 20 to 70 | 119.5425 | 1.0472 | 140.9864 | 1.235 | 164.9531 | 1.445
Electrical Substation | Primary | Primary 179 | 77.625 | 20 to 70 | 119.5425 | 1.0472 | 140.9864 | 1.235 | 164.9531 | 1.445
Electrical Substation | Primary | Primary 180 | 77.625 | 20 to 70 | 119.5425 | 1.0472 | 140.9864 | 1.235 | 164.9531 | 1.445
Electrical Substation | Bulk Supply Point (BSP) | BSP 310 | 78 | 20 to 70 | 120.12 | 1.0523 | 141.6675 | 1.241 | 165.75 | 1.452
Electrical Substation | Bulk Supply Point (BSP) | BSP 311 | 78 | 20 to 70 | 120.12 | 1.0523 | 141.6675 | 1.241 | 165.75 | 1.452
Electrical Substation | Bulk Supply Point (BSP) | BSP 334 | 78 | 20 to 70 | 120.12 | 1.0523 | 141.6675 | 1.241 | 165.75 | 1.452
Electrical Substation | Bulk Supply Point (BSP) | BSP 351 | 78 | 20 to 70 | 120.12 | 1.0523 | 141.6675 | 1.241 | 165.75 | 1.452
Electrical Substation | Bulk Supply Point (BSP) | BSP 358 | 78 | 20 to 70 | 120.12 | 1.0523 | 141.6675 | 1.241 | 165.75 | 1.452
Electrical Substation | Bulk Supply Point (BSP) | BSP 359 | 78 | 20 to 70 | 120.12 | 1.0523 | 141.6675 | 1.241 | 165.75 | 1.452
Electrical Substation | Bulk Supply Point (BSP) | BSP 622 | 78 | 20 to 70 | 120.12 | 1.0523 | 141.6675 | 1.241 | 165.75 | 1.452
Electrical Substation | Bulk Supply Point (BSP) | BSP 653 | 78 | 20 to 70 | 120.12 | 1.0523 | 141.6675 | 1.241 | 165.75 | 1.452
Electrical Substation | Bulk Supply Point (BSP) | BSP 654 | 78 | 20 to 70 | 120.12 | 1.0523 | 141.6675 | 1.241 | 165.75 | 1.452
Electrical Substation | Bulk Supply Point (BSP) | BSP 655 | 78 | 20 to 70 | 120.12 | 1.0523 | 141.6675 | 1.241 | 165.75 | 1.452
Electrical Substation | Bulk Supply Point (BSP) | BSP 656 | 78 | 20 to 70 | 120.12 | 1.0523 | 141.6675 | 1.241 | 165.75 | 1.452
Electrical Substation | Bulk Supply Point (BSP) | BSP 657 | 78 | 20 to 70 | 120.12 | 1.0523 | 141.6675 | 1.241 | 165.75 | 1.452
Electrical Substation | Bulk Supply Point (BSP) | BSP 658 | 78 | 20 to 70 | 120.12 | 1.0523 | 141.6675 | 1.241 | 165.75 | 1.452
Electrical Substation | Bulk Supply Point (BSP) | BSP 659 | 78 | 20 to 70 | 120.12 | 1.0523 | 141.6675 | 1.241 | 165.75 | 1.452
Electrical Substation | Bulk Supply Point (BSP) | BSP 660 | 78 | 20 to 70 | 120.12 | 1.0523 | 141.6675 | 1.241 | 165.75 | 1.452
Electrical Substation | Bulk Supply Point (BSP) | BSP 661 | 78 | 20 to 70 | 120.12 | 1.0523 | 141.6675 | 1.241 | 165.75 | 1.452
Electrical Substation | Bulk Supply Point (BSP) | BSP 662 | 78 | 20 to 70 | 120.12 | 1.0523 | 141.6675 | 1.241 | 165.75 | 1.452
Electrical Substation | Bulk Supply Point (BSP) | BSP 663 | 78 | 20 to 70 | 120.12 | 1.0523 | 141.6675 | 1.241 | 165.75 | 1.452
Electrical Substation | Bulk Supply Point (BSP) | BSP 664 | 78 | 20 to 70 | 120.12 | 1.0523 | 141.6675 | 1.241 | 165.75 | 1.452
Electrical Substation | Bulk Supply Point (BSP) | BSP 665 | 78 | 20 to 70 | 120.12 | 1.0523 | 141.6675 | 1.241 | 165.75 | 1.452
Electrical Substation | Bulk Supply Point (BSP) | BSP 666 | 78 | 20 to 70 | 120.12 | 1.0523 | 141.6675 | 1.241 | 165.75 | 1.452
Electrical Substation | Bulk Supply Point (BSP) | BSP 667 | 78 | 20 to 70 | 120.12 | 1.0523 | 141.6675 | 1.241 | 165.75 | 1.452
Electrical Substation | Bulk Supply Point (BSP) | BSP 668 | 78 | 20 to 70 | 120.12 | 1.0523 | 141.6675 | 1.241 | 165.75 | 1.452
Electrical Substation | Bulk Supply Point (BSP) | BSP 669 | 78 | 20 to 70 | 120.12 | 1.0523 | 141.6675 | 1.241 | 165.75 | 1.452
Electrical Substation | Bulk Supply Point (BSP) | BSP 670 | 78 | 20 to 70 | 120.12 | 1.0523 | 141.6675 | 1.241 | 165.75 | 1.452
Electrical Substation | Bulk Supply Point (BSP) | BSP 671 | 78 | 20 to 70 | 120.12 | 1.0523 | 141.6675 | 1.241 | 165.75 | 1.452
Electrical Substation | Bulk Supply Point (BSP) | BSP 672 | 78 | 20 to 70 | 120.12 | 1.0523 | 141.6675 | 1.241 | 165.75 | 1.452
Electrical Substation | Primary | Primary 275 | 78 | 20 to 70 | 120.12 | 1.0523 | 141.6675 | 1.241 | 165.75 | 1.452
Electrical Substation | Primary | Primary 276 | 78 | 20 to 70 | 120.12 | 1.0523 | 141.6675 | 1.241 | 165.75 | 1.452
Electrical Substation | Primary | Primary 277 | 78 | 20 to 70 | 120.12 | 1.0523 | 141.6675 | 1.241 | 165.75 | 1.452
Electrical Substation | Primary | Primary 278 | 78 | 20 to 70 | 120.12 | 1.0523 | 141.6675 | 1.241 | 165.75 | 1.452
Electrical Substation | Primary | Primary 279 | 78 | 20 to 70 | 120.12 | 1.0523 | 141.6675 | 1.241 | 165.75 | 1.452
Electrical Substation | Primary | Primary 280 | 78 | 20 to 70 | 120.12 | 1.0523 | 141.6675 | 1.241 | 165.75 | 1.452
Electrical Substation | Primary | Primary 281 | 78 | 20 to 70 | 120.12 | 1.0523 | 141.6675 | 1.241 | 165.75 | 1.452
Electrical Substation | Primary | Primary 282 | 78 | 20 to 70 | 120.12 | 1.0523 | 141.6675 | 1.241 | 165.75 | 1.452
Electrical Substation | Primary | Primary 283 | 78 | 20 to 70 | 120.12 | 1.0523 | 141.6675 | 1.241 | 165.75 | 1.452
Electrical Substation | Primary | Primary 284 | 78 | 20 to 70 | 120.12 | 1.0523 | 141.6675 | 1.241 | 165.75 | 1.452
Electrical Substation | Primary | Primary 285 | 78 | 20 to 70 | 120.12 | 1.0523 | 141.6675 | 1.241 | 165.75 | 1.452
Electrical Substation | Primary | Primary 286 | 78 | 20 to 70 | 120.12 | 1.0523 | 141.6675 | 1.241 | 165.75 | 1.452
Electrical Substation | Primary | Primary 287 | 78 | 20 to 70 | 120.12 | 1.0523 | 141.6675 | 1.241 | 165.75 | 1.452
Electrical Substation | Primary | Primary 288 | 78 | 20 to 70 | 120.12 | 1.0523 | 141.6675 | 1.241 | 165.75 | 1.452
Electrical Substation | Primary | Primary 289 | 78 | 20 to 70 | 120.12 | 1.0523 | 141.6675 | 1.241 | 165.75 | 1.452
Electrical Substation | Primary | Primary 290 | 78 | 20 to 70 | 120.12 | 1.0523 | 141.6675 | 1.241 | 165.75 | 1.452
Electrical Substation | Primary | Primary 291 | 78 | 20 to 70 | 120.12 | 1.0523 | 141.6675 | 1.241 | 165.75 | 1.452
Electrical Substation | Primary | Primary 292 | 78 | 20 to 70 | 120.12 | 1.0523 | 141.6675 | 1.241 | 165.75 | 1.452
Electrical Substation | Primary | Primary 293 | 78 | 20 to 70 | 120.12 | 1.0523 | 141.6675 | 1.241 | 165.75 | 1.452
Electrical Substation | Primary | Primary 294 | 78 | 20 to 70 | 120.12 | 1.0523 | 141.6675 | 1.241 | 165.75 | 1.452
Electrical Substation | Primary | Primary 181 | 78.8999 | 20 to 70 | 121.5059 | 1.0644 | 143.302 | 1.2553 | 167.6623 | 1.4687
Electrical Substation | Primary | Primary 14 | 80 | 20 to 70 | 123.2 | 1.0792 | 145.3 | 1.2728 | 170 | 1.4892
Electrical Substation | Primary | Primary 15 | 80 | 20 to 70 | 123.2 | 1.0792 | 145.3 | 1.2728 | 170 | 1.4892
Electrical Substation | Bulk Supply Point (BSP) | BSP 369 | 80.2 | 20 to 70 | 123.508 | 1.0819 | 145.6633 | 1.276 | 170.425 | 1.4929
Electrical Substation | Bulk Supply Point (BSP) | BSP 378 | 80.2 | 20 to 70 | 123.508 | 1.0819 | 145.6633 | 1.276 | 170.425 | 1.4929
Electrical Substation | Primary | Primary 182 | 80.5 | 20 to 70 | 123.97 | 1.086 | 146.2081 | 1.2808 | 171.0625 | 1.4985
Electrical Substation | Bulk Supply Point (BSP) | BSP 329 | 81.44 | 20 to 70 | 125.4176 | 1.0987 | 147.9154 | 1.2957 | 173.06 | 1.516
Electrical Substation | Bulk Supply Point (BSP) | BSP 338 | 81.44 | 20 to 70 | 125.4176 | 1.0987 | 147.9154 | 1.2957 | 173.06 | 1.516
Electrical Substation | Bulk Supply Point (BSP) | BSP 362 | 81.44 | 20 to 70 | 125.4176 | 1.0987 | 147.9154 | 1.2957 | 173.06 | 1.516
Electrical Substation | Bulk Supply Point (BSP) | BSP 464 | 82.5001 | 20 to 70 | 127.0502 | 1.113 | 149.8408 | 1.3126 | 175.3127 | 1.5357
Electrical Substation | Primary | Primary 183 | 82.8 | 20 to 70 | 127.512 | 1.117 | 150.3855 | 1.3174 | 175.95 | 1.5413
Electrical Substation | Primary | Primary 184 | 83.988 | 20 to 70 | 129.3415 | 1.133 | 152.5432 | 1.3363 | 178.4745 | 1.5634
Electrical Substation | Primary | Primary 185 | 83.988 | 20 to 70 | 129.3415 | 1.133 | 152.5432 | 1.3363 | 178.4745 | 1.5634
Electrical Substation | Primary | Primary 186 | 86.25 | 20 to 70 | 132.825 | 1.1635 | 156.6516 | 1.3723 | 183.2812 | 1.6055
Electrical Substation | Primary | Primary 187 | 86.25 | 20 to 70 | 132.825 | 1.1635 | 156.6516 | 1.3723 | 183.2812 | 1.6055
Electrical Substation | Bulk Supply Point (BSP) | BSP 333 | 87 | 20 to 70 | 133.98 | 1.1737 | 158.0137 | 1.3842 | 184.875 | 1.6195
Electrical Substation | Bulk Supply Point (BSP) | BSP 335 | 87 | 20 to 70 | 133.98 | 1.1737 | 158.0137 | 1.3842 | 184.875 | 1.6195
Electrical Substation | Bulk Supply Point (BSP) | BSP 352 | 87 | 20 to 70 | 133.98 | 1.1737 | 158.0137 | 1.3842 | 184.875 | 1.6195
Electrical Substation | Primary | Primary 188 | 87.9748 | 20 to 70 | 135.4812 | 1.1868 | 159.7842 | 1.3997 | 186.9464 | 1.6377
Electrical Substation | Primary | Primary 189 | 88 | 20 to 70 | 135.52 | 1.1872 | 159.83 | 1.4001 | 187 | 1.6381
Electrical Substation | Primary | Primary 190 | 88.654 | 20 to 70 | 136.5272 | 1.196 | 161.0178 | 1.4105 | 188.3898 | 1.6503
Electrical Substation | Bulk Supply Point (BSP) | BSP 42 | 90 | 20 to 70 | 138.6 | 1.2141 | 163.4625 | 1.4319 | 191.25 | 1.6753
Electrical Substation | Bulk Supply Point (BSP) | BSP 43 | 90 | 20 to 70 | 138.6 | 1.2141 | 163.4625 | 1.4319 | 191.25 | 1.6753
Electrical Substation | Bulk Supply Point (BSP) | BSP 44 | 90 | 20 to 70 | 138.6 | 1.2141 | 163.4625 | 1.4319 | 191.25 | 1.6753
Electrical Substation | Bulk Supply Point (BSP) | BSP 45 | 90 | 20 to 70 | 138.6 | 1.2141 | 163.4625 | 1.4319 | 191.25 | 1.6753
Electrical Substation | Bulk Supply Point (BSP) | BSP 46 | 90 | 20 to 70 | 138.6 | 1.2141 | 163.4625 | 1.4319 | 191.25 | 1.6753
Electrical Substation | Bulk Supply Point (BSP) | BSP 47 | 90 | 20 to 70 | 138.6 | 1.2141 | 163.4625 | 1.4319 | 191.25 | 1.6753
Electrical Substation | Bulk Supply Point (BSP) | BSP 48 | 90 | 20 to 70 | 138.6 | 1.2141 | 163.4625 | 1.4319 | 191.25 | 1.6753
Electrical Substation | Bulk Supply Point (BSP) | BSP 49 | 90 | 20 to 70 | 138.6 | 1.2141 | 163.4625 | 1.4319 | 191.25 | 1.6753
Electrical Substation | Bulk Supply Point (BSP) | BSP 50 | 90 | 20 to 70 | 138.6 | 1.2141 | 163.4625 | 1.4319 | 191.25 | 1.6753
Electrical Substation | Bulk Supply Point (BSP) | BSP 51 | 90 | 20 to 70 | 138.6 | 1.2141 | 163.4625 | 1.4319 | 191.25 | 1.6753
Electrical Substation | Bulk Supply Point (BSP) | BSP 52 | 90 | 20 to 70 | 138.6 | 1.2141 | 163.4625 | 1.4319 | 191.25 | 1.6753
Electrical Substation | Bulk Supply Point (BSP) | BSP 53 | 90 | 20 to 70 | 138.6 | 1.2141 | 163.4625 | 1.4319 | 191.25 | 1.6753
Electrical Substation | Bulk Supply Point (BSP) | BSP 54 | 90 | 20 to 70 | 138.6 | 1.2141 | 163.4625 | 1.4319 | 191.25 | 1.6753
Electrical Substation | Bulk Supply Point (BSP) | BSP 55 | 90 | 20 to 70 | 138.6 | 1.2141 | 163.4625 | 1.4319 | 191.25 | 1.6753
Electrical Substation | Bulk Supply Point (BSP) | BSP 56 | 90 | 20 to 70 | 138.6 | 1.2141 | 163.4625 | 1.4319 | 191.25 | 1.6753
Electrical Substation | Bulk Supply Point (BSP) | BSP 57 | 90 | 20 to 70 | 138.6 | 1.2141 | 163.4625 | 1.4319 | 191.25 | 1.6753
Electrical Substation | Bulk Supply Point (BSP) | BSP 58 | 90 | 20 to 70 | 138.6 | 1.2141 | 163.4625 | 1.4319 | 191.25 | 1.6753
Electrical Substation | Bulk Supply Point (BSP) | BSP 59 | 90 | 20 to 70 | 138.6 | 1.2141 | 163.4625 | 1.4319 | 191.25 | 1.6753
Electrical Substation | Bulk Supply Point (BSP) | BSP 60 | 90 | 20 to 70 | 138.6 | 1.2141 | 163.4625 | 1.4319 | 191.25 | 1.6753
Electrical Substation | Bulk Supply Point (BSP) | BSP 61 | 90 | 20 to 70 | 138.6 | 1.2141 | 163.4625 | 1.4319 | 191.25 | 1.6753
Electrical Substation | Bulk Supply Point (BSP) | BSP 62 | 90 | 20 to 70 | 138.6 | 1.2141 | 163.4625 | 1.4319 | 191.25 | 1.6753
Electrical Substation | Bulk Supply Point (BSP) | BSP 63 | 90 | 20 to 70 | 138.6 | 1.2141 | 163.4625 | 1.4319 | 191.25 | 1.6753
Electrical Substation | Bulk Supply Point (BSP) | BSP 64 | 90 | 20 to 70 | 138.6 | 1.2141 | 163.4625 | 1.4319 | 191.25 | 1.6753
Electrical Substation | Bulk Supply Point (BSP) | BSP 65 | 90 | 20 to 70 | 138.6 | 1.2141 | 163.4625 | 1.4319 | 191.25 | 1.6753
Electrical Substation | Bulk Supply Point (BSP) | BSP 66 | 90 | 20 to 70 | 138.6 | 1.2141 | 163.4625 | 1.4319 | 191.25 | 1.6753
Electrical Substation | Bulk Supply Point (BSP) | BSP 67 | 90 | 20 to 70 | 138.6 | 1.2141 | 163.4625 | 1.4319 | 191.25 | 1.6753
Electrical Substation | Bulk Supply Point (BSP) | BSP 68 | 90 | 20 to 70 | 138.6 | 1.2141 | 163.4625 | 1.4319 | 191.25 | 1.6753
Electrical Substation | Bulk Supply Point (BSP) | BSP 69 | 90 | 20 to 70 | 138.6 | 1.2141 | 163.4625 | 1.4319 | 191.25 | 1.6753
Electrical Substation | Bulk Supply Point (BSP) | BSP 70 | 90 | 20 to 70 | 138.6 | 1.2141 | 163.4625 | 1.4319 | 191.25 | 1.6753
Electrical Substation | Bulk Supply Point (BSP) | BSP 71 | 90 | 20 to 70 | 138.6 | 1.2141 | 163.4625 | 1.4319 | 191.25 | 1.6753
Electrical Substation | Bulk Supply Point (BSP) | BSP 72 | 90 | 20 to 70 | 138.6 | 1.2141 | 163.4625 | 1.4319 | 191.25 | 1.6753
Electrical Substation | Bulk Supply Point (BSP) | BSP 73 | 90 | 20 to 70 | 138.6 | 1.2141 | 163.4625 | 1.4319 | 191.25 | 1.6753
Electrical Substation | Bulk Supply Point (BSP) | BSP 74 | 90 | 20 to 70 | 138.6 | 1.2141 | 163.4625 | 1.4319 | 191.25 | 1.6753
Electrical Substation | Bulk Supply Point (BSP) | BSP 75 | 90 | 20 to 70 | 138.6 | 1.2141 | 163.4625 | 1.4319 | 191.25 | 1.6753
Electrical Substation | Bulk Supply Point (BSP) | BSP 76 | 90 | 20 to 70 | 138.6 | 1.2141 | 163.4625 | 1.4319 | 191.25 | 1.6753
Electrical Substation | Bulk Supply Point (BSP) | BSP 77 | 90 | 20 to 70 | 138.6 | 1.2141 | 163.4625 | 1.4319 | 191.25 | 1.6753
Electrical Substation | Bulk Supply Point (BSP) | BSP 78 | 90 | 20 to 70 | 138.6 | 1.2141 | 163.4625 | 1.4319 | 191.25 | 1.6753
Electrical Substation | Bulk Supply Point (BSP) | BSP 79 | 90 | 20 to 70 | 138.6 | 1.2141 | 163.4625 | 1.4319 | 191.25 | 1.6753
Electrical Substation | Bulk Supply Point (BSP) | BSP 80 | 90 | 20 to 70 | 138.6 | 1.2141 | 163.4625 | 1.4319 | 191.25 | 1.6753
Electrical Substation | Bulk Supply Point (BSP) | BSP 81 | 90 | 20 to 70 | 138.6 | 1.2141 | 163.4625 | 1.4319 | 191.25 | 1.6753
Electrical Substation | Bulk Supply Point (BSP) | BSP 82 | 90 | 20 to 70 | 138.6 | 1.2141 | 163.4625 | 1.4319 | 191.25 | 1.6753
Electrical Substation | Bulk Supply Point (BSP) | BSP 83 | 90 | 20 to 70 | 138.6 | 1.2141 | 163.4625 | 1.4319 | 191.25 | 1.6753
Electrical Substation | Bulk Supply Point (BSP) | BSP 84 | 90 | 20 to 70 | 138.6 | 1.2141 | 163.4625 | 1.4319 | 191.25 | 1.6753
Electrical Substation | Bulk Supply Point (BSP) | BSP 85 | 90 | 20 to 70 | 138.6 | 1.2141 | 163.4625 | 1.4319 | 191.25 | 1.6753
Electrical Substation | Bulk Supply Point (BSP) | BSP 86 | 90 | 20 to 70 | 138.6 | 1.2141 | 163.4625 | 1.4319 | 191.25 | 1.6753
Electrical Substation | Bulk Supply Point (BSP) | BSP 87 | 90 | 20 to 70 | 138.6 | 1.2141 | 163.4625 | 1.4319 | 191.25 | 1.6753
Electrical Substation | Bulk Supply Point (BSP) | BSP 88 | 90 | 20 to 70 | 138.6 | 1.2141 | 163.4625 | 1.4319 | 191.25 | 1.6753
Electrical Substation | Bulk Supply Point (BSP) | BSP 89 | 90 | 20 to 70 | 138.6 | 1.2141 | 163.4625 | 1.4319 | 191.25 | 1.6753
Electrical Substation | Bulk Supply Point (BSP) | BSP 90 | 90 | 20 to 70 | 138.6 | 1.2141 | 163.4625 | 1.4319 | 191.25 | 1.6753
Electrical Substation | Bulk Supply Point (BSP) | BSP 91 | 90 | 20 to 70 | 138.6 | 1.2141 | 163.4625 | 1.4319 | 191.25 | 1.6753
Electrical Substation | Bulk Supply Point (BSP) | BSP 92 | 90 | 20 to 70 | 138.6 | 1.2141 | 163.4625 | 1.4319 | 191.25 | 1.6753
Electrical Substation | Bulk Supply Point (BSP) | BSP 93 | 90 | 20 to 70 | 138.6 | 1.2141 | 163.4625 | 1.4319 | 191.25 | 1.6753
Electrical Substation | Bulk Supply Point (BSP) | BSP 94 | 90 | 20 to 70 | 138.6 | 1.2141 | 163.4625 | 1.4319 | 191.25 | 1.6753
Electrical Substation | Bulk Supply Point (BSP) | BSP 95 | 90 | 20 to 70 | 138.6 | 1.2141 | 163.4625 | 1.4319 | 191.25 | 1.6753
Electrical Substation | Bulk Supply Point (BSP) | BSP 96 | 90 | 20 to 70 | 138.6 | 1.2141 | 163.4625 | 1.4319 | 191.25 | 1.6753
Electrical Substation | Bulk Supply Point (BSP) | BSP 97 | 90 | 20 to 70 | 138.6 | 1.2141 | 163.4625 | 1.4319 | 191.25 | 1.6753
Electrical Substation | Bulk Supply Point (BSP) | BSP 98 | 90 | 20 to 70 | 138.6 | 1.2141 | 163.4625 | 1.4319 | 191.25 | 1.6753
Electrical Substation | Bulk Supply Point (BSP) | BSP 99 | 90 | 20 to 70 | 138.6 | 1.2141 | 163.4625 | 1.4319 | 191.25 | 1.6753
Electrical Substation | Bulk Supply Point (BSP) | BSP 100 | 90 | 20 to 70 | 138.6 | 1.2141 | 163.4625 | 1.4319 | 191.25 | 1.6753
Electrical Substation | Bulk Supply Point (BSP) | BSP 101 | 90 | 20 to 70 | 138.6 | 1.2141 | 163.4625 | 1.4319 | 191.25 | 1.6753
Electrical Substation | Bulk Supply Point (BSP) | BSP 102 | 90 | 20 to 70 | 138.6 | 1.2141 | 163.4625 | 1.4319 | 191.25 | 1.6753
Electrical Substation | Bulk Supply Point (BSP) | BSP 103 | 90 | 20 to 70 | 138.6 | 1.2141 | 163.4625 | 1.4319 | 191.25 | 1.6753
Electrical Substation | Bulk Supply Point (BSP) | BSP 104 | 90 | 20 to 70 | 138.6 | 1.2141 | 163.4625 | 1.4319 | 191.25 | 1.6753
Electrical Substation | Bulk Supply Point (BSP) | BSP 105 | 90 | 20 to 70 | 138.6 | 1.2141 | 163.4625 | 1.4319 | 191.25 | 1.6753
Electrical Substation | Bulk Supply Point (BSP) | BSP 106 | 90 | 20 to 70 | 138.6 | 1.2141 | 163.4625 | 1.4319 | 191.25 | 1.6753
Electrical Substation | Bulk Supply Point (BSP) | BSP 107 | 90 | 20 to 70 | 138.6 | 1.2141 | 163.4625 | 1.4319 | 191.25 | 1.6753
Electrical Substation | Bulk Supply Point (BSP) | BSP 108 | 90 | 20 to 70 | 138.6 | 1.2141 | 163.4625 | 1.4319 | 191.25 | 1.6753
Electrical Substation | Bulk Supply Point (BSP) | BSP 109 | 90 | 20 to 70 | 138.6 | 1.2141 | 163.4625 | 1.4319 | 191.25 | 1.6753
Electrical Substation | Bulk Supply Point (BSP) | BSP 110 | 90 | 20 to 70 | 138.6 | 1.2141 | 163.4625 | 1.4319 | 191.25 | 1.6753
Electrical Substation | Bulk Supply Point (BSP) | BSP 111 | 90 | 20 to 70 | 138.6 | 1.2141 | 163.4625 | 1.4319 | 191.25 | 1.6753
Electrical Substation | Bulk Supply Point (BSP) | BSP 112 | 90 | 20 to 70 | 138.6 | 1.2141 | 163.4625 | 1.4319 | 191.25 | 1.6753
Electrical Substation | Bulk Supply Point (BSP) | BSP 113 | 90 | 20 to 70 | 138.6 | 1.2141 | 163.4625 | 1.4319 | 191.25 | 1.6753
Electrical Substation | Bulk Supply Point (BSP) | BSP 114 | 90 | 20 to 70 | 138.6 | 1.2141 | 163.4625 | 1.4319 | 191.25 | 1.6753
Electrical Substation | Bulk Supply Point (BSP) | BSP 115 | 90 | 20 to 70 | 138.6 | 1.2141 | 163.4625 | 1.4319 | 191.25 | 1.6753
Electrical Substation | Bulk Supply Point (BSP) | BSP 116 | 90 | 20 to 70 | 138.6 | 1.2141 | 163.4625 | 1.4319 | 191.25 | 1.6753
Electrical Substation | Bulk Supply Point (BSP) | BSP 117 | 90 | 20 to 70 | 138.6 | 1.2141 | 163.4625 | 1.4319 | 191.25 | 1.6753
Electrical Substation | Bulk Supply Point (BSP) | BSP 118 | 90 | 20 to 70 | 138.6 | 1.2141 | 163.4625 | 1.4319 | 191.25 | 1.6753
Electrical Substation | Bulk Supply Point (BSP) | BSP 119 | 90 | 20 to 70 | 138.6 | 1.2141 | 163.4625 | 1.4319 | 191.25 | 1.6753
Electrical Substation | Bulk Supply Point (BSP) | BSP 120 | 90 | 20 to 70 | 138.6 | 1.2141 | 163.4625 | 1.4319 | 191.25 | 1.6753
Electrical Substation | Bulk Supply Point (BSP) | BSP 121 | 90 | 20 to 70 | 138.6 | 1.2141 | 163.4625 | 1.4319 | 191.25 | 1.6753
Electrical Substation | Bulk Supply Point (BSP) | BSP 122 | 90 | 20 to 70 | 138.6 | 1.2141 | 163.4625 | 1.4319 | 191.25 | 1.6753
Electrical Substation | Bulk Supply Point (BSP) | BSP 123 | 90 | 20 to 70 | 138.6 | 1.2141 | 163.4625 | 1.4319 | 191.25 | 1.6753
Electrical Substation | Bulk Supply Point (BSP) | BSP 124 | 90 | 20 to 70 | 138.6 | 1.2141 | 163.4625 | 1.4319 | 191.25 | 1.6753
Electrical Substation | Bulk Supply Point (BSP) | BSP 125 | 90 | 20 to 70 | 138.6 | 1.2141 | 163.4625 | 1.4319 | 191.25 | 1.6753
Electrical Substation | Bulk Supply Point (BSP) | BSP 126 | 90 | 20 to 70 | 138.6 | 1.2141 | 163.4625 | 1.4319 | 191.25 | 1.6753
Electrical Substation | Bulk Supply Point (BSP) | BSP 128 | 90 | 20 to 70 | 138.6 | 1.2141 | 163.4625 | 1.4319 | 191.25 | 1.6753
Electrical Substation | Bulk Supply Point (BSP) | BSP 129 | 90 | 20 to 70 | 138.6 | 1.2141 | 163.4625 | 1.4319 | 191.25 | 1.6753
Electrical Substation | Bulk Supply Point (BSP) | BSP 130 | 90 | 20 to 70 | 138.6 | 1.2141 | 163.4625 | 1.4319 | 191.25 | 1.6753
Electrical Substation | Bulk Supply Point (BSP) | BSP 131 | 90 | 20 to 70 | 138.6 | 1.2141 | 163.4625 | 1.4319 | 191.25 | 1.6753
Electrical Substation | Bulk Supply Point (BSP) | BSP 132 | 90 | 20 to 70 | 138.6 | 1.2141 | 163.4625 | 1.4319 | 191.25 | 1.6753
Electrical Substation | Bulk Supply Point (BSP) | BSP 133 | 90 | 20 to 70 | 138.6 | 1.2141 | 163.4625 | 1.4319 | 191.25 | 1.6753
Electrical Substation | Bulk Supply Point (BSP) | BSP 135 | 90 | 20 to 70 | 138.6 | 1.2141 | 163.4625 | 1.4319 | 191.25 | 1.6753
Electrical Substation | Bulk Supply Point (BSP) | BSP 136 | 90 | 20 to 70 | 138.6 | 1.2141 | 163.4625 | 1.4319 | 191.25 | 1.6753
Electrical Substation | Bulk Supply Point (BSP) | BSP 137 | 90 | 20 to 70 | 138.6 | 1.2141 | 163.4625 | 1.4319 | 191.25 | 1.6753
Electrical Substation | Bulk Supply Point (BSP) | BSP 138 | 90 | 20 to 70 | 138.6 | 1.2141 | 163.4625 | 1.4319 | 191.25 | 1.6753
Electrical Substation | Bulk Supply Point (BSP) | BSP 139 | 90 | 20 to 70 | 138.6 | 1.2141 | 163.4625 | 1.4319 | 191.25 | 1.6753
Electrical Substation | Bulk Supply Point (BSP) | BSP 140 | 90 | 20 to 70 | 138.6 | 1.2141 | 163.4625 | 1.4319 | 191.25 | 1.6753
Electrical Substation | Bulk Supply Point (BSP) | BSP 141 | 90 | 20 to 70 | 138.6 | 1.2141 | 163.4625 | 1.4319 | 191.25 | 1.6753
Electrical Substation | Bulk Supply Point (BSP) | BSP 142 | 90 | 20 to 70 | 138.6 | 1.2141 | 163.4625 | 1.4319 | 191.25 | 1.6753
Electrical Substation | Bulk Supply Point (BSP) | BSP 145 | 90 | 20 to 70 | 138.6 | 1.2141 | 163.4625 | 1.4319 | 191.25 | 1.6753
Electrical Substation | Bulk Supply Point (BSP) | BSP 146 | 90 | 20 to 70 | 138.6 | 1.2141 | 163.4625 | 1.4319 | 191.25 | 1.6753
Electrical Substation | Bulk Supply Point (BSP) | BSP 151 | 90 | 20 to 70 | 138.6 | 1.2141 | 163.4625 | 1.4319 | 191.25 | 1.6753
Electrical Substation | Bulk Supply Point (BSP) | BSP 153 | 90 | 20 to 70 | 138.6 | 1.2141 | 163.4625 | 1.4319 | 191.25 | 1.6753
Electrical Substation | Bulk Supply Point (BSP) | BSP 154 | 90 | 20 to 70 | 138.6 | 1.2141 | 163.4625 | 1.4319 | 191.25 | 1.6753
Electrical Substation | Bulk Supply Point (BSP) | BSP 155 | 90 | 20 to 70 | 138.6 | 1.2141 | 163.4625 | 1.4319 | 191.25 | 1.6753
Electrical Substation | Bulk Supply Point (BSP) | BSP 156 | 90 | 20 to 70 | 138.6 | 1.2141 | 163.4625 | 1.4319 | 191.25 | 1.6753
Electrical Substation | Bulk Supply Point (BSP) | BSP 157 | 90 | 20 to 70 | 138.6 | 1.2141 | 163.4625 | 1.4319 | 191.25 | 1.6753
Electrical Substation | Bulk Supply Point (BSP) | BSP 158 | 90 | 20 to 70 | 138.6 | 1.2141 | 163.4625 | 1.4319 | 191.25 | 1.6753
Electrical Substation | Bulk Supply Point (BSP) | BSP 159 | 90 | 20 to 70 | 138.6 | 1.2141 | 163.4625 | 1.4319 | 191.25 | 1.6753
Electrical Substation | Bulk Supply Point (BSP) | BSP 162 | 90 | 20 to 70 | 138.6 | 1.2141 | 163.4625 | 1.4319 | 191.25 | 1.6753
Electrical Substation | Bulk Supply Point (BSP) | BSP 163 | 90 | 20 to 70 | 138.6 | 1.2141 | 163.4625 | 1.4319 | 191.25 | 1.6753
Electrical Substation | Bulk Supply Point (BSP) | BSP 164 | 90 | 20 to 70 | 138.6 | 1.2141 | 163.4625 | 1.4319 | 191.25 | 1.6753
Electrical Substation | Bulk Supply Point (BSP) | BSP 165 | 90 | 20 to 70 | 138.6 | 1.2141 | 163.4625 | 1.4319 | 191.25 | 1.6753
Electrical Substation | Bulk Supply Point (BSP) | BSP 166 | 90 | 20 to 70 | 138.6 | 1.2141 | 163.4625 | 1.4319 | 191.25 | 1.6753
Electrical Substation | Bulk Supply Point (BSP) | BSP 167 | 90 | 20 to 70 | 138.6 | 1.2141 | 163.4625 | 1.4319 | 191.25 | 1.6753
Electrical Substation | Bulk Supply Point (BSP) | BSP 168 | 90 | 20 to 70 | 138.6 | 1.2141 | 163.4625 | 1.4319 | 191.25 | 1.6753
Electrical Substation | Bulk Supply Point (BSP) | BSP 169 | 90 | 20 to 70 | 138.6 | 1.2141 | 163.4625 | 1.4319 | 191.25 | 1.6753
Electrical Substation | Bulk Supply Point (BSP) | BSP 170 | 90 | 20 to 70 | 138.6 | 1.2141 | 163.4625 | 1.4319 | 191.25 | 1.6753
Electrical Substation | Bulk Supply Point (BSP) | BSP 171 | 90 | 20 to 70 | 138.6 | 1.2141 | 163.4625 | 1.4319 | 191.25 | 1.6753
Electrical Substation | Bulk Supply Point (BSP) | BSP 174 | 90 | 20 to 70 | 138.6 | 1.2141 | 163.4625 | 1.4319 | 191.25 | 1.6753
Electrical Substation | Bulk Supply Point (BSP) | BSP 175 | 90 | 20 to 70 | 138.6 | 1.2141 | 163.4625 | 1.4319 | 191.25 | 1.6753
Electrical Substation | Bulk Supply Point (BSP) | BSP 177 | 90 | 20 to 70 | 138.6 | 1.2141 | 163.4625 | 1.4319 | 191.25 | 1.6753
Electrical Substation | Bulk Supply Point (BSP) | BSP 178 | 90 | 20 to 70 | 138.6 | 1.2141 | 163.4625 | 1.4319 | 191.25 | 1.6753
Electrical Substation | Bulk Supply Point (BSP) | BSP 179 | 90 | 20 to 70 | 138.6 | 1.2141 | 163.4625 | 1.4319 | 191.25 | 1.6753
Electrical Substation | Bulk Supply Point (BSP) | BSP 180 | 90 | 20 to 70 | 138.6 | 1.2141 | 163.4625 | 1.4319 | 191.25 | 1.6753
Electrical Substation | Bulk Supply Point (BSP) | BSP 181 | 90 | 20 to 70 | 138.6 | 1.2141 | 163.4625 | 1.4319 | 191.25 | 1.6753
Electrical Substation | Bulk Supply Point (BSP) | BSP 182 | 90 | 20 to 70 | 138.6 | 1.2141 | 163.4625 | 1.4319 | 191.25 | 1.6753
Electrical Substation | Bulk Supply Point (BSP) | BSP 183 | 90 | 20 to 70 | 138.6 | 1.2141 | 163.4625 | 1.4319 | 191.25 | 1.6753
Electrical Substation | Bulk Supply Point (BSP) | BSP 184 | 90 | 20 to 70 | 138.6 | 1.2141 | 163.4625 | 1.4319 | 191.25 | 1.6753
Electrical Substation | Bulk Supply Point (BSP) | BSP 185 | 90 | 20 to 70 | 138.6 | 1.2141 | 163.4625 | 1.4319 | 191.25 | 1.6753
Electrical Substation | Bulk Supply Point (BSP) | BSP 186 | 90 | 20 to 70 | 138.6 | 1.2141 | 163.4625 | 1.4319 | 191.25 | 1.6753
Electrical Substation | Bulk Supply Point (BSP) | BSP 187 | 90 | 20 to 70 | 138.6 | 1.2141 | 163.4625 | 1.4319 | 191.25 | 1.6753
Electrical Substation | Bulk Supply Point (BSP) | BSP 192 | 90 | 20 to 70 | 138.6 | 1.2141 | 163.4625 | 1.4319 | 191.25 | 1.6753
Electrical Substation | Bulk Supply Point (BSP) | BSP 193 | 90 | 20 to 70 | 138.6 | 1.2141 | 163.4625 | 1.4319 | 191.25 | 1.6753
Electrical Substation | Bulk Supply Point (BSP) | BSP 194 | 90 | 20 to 70 | 138.6 | 1.2141 | 163.4625 | 1.4319 | 191.25 | 1.6753
Electrical Substation | Bulk Supply Point (BSP) | BSP 196 | 90 | 20 to 70 | 138.6 | 1.2141 | 163.4625 | 1.4319 | 191.25 | 1.6753
Electrical Substation | Bulk Supply Point (BSP) | BSP 199 | 90 | 20 to 70 | 138.6 | 1.2141 | 163.4625 | 1.4319 | 191.25 | 1.6753
Electrical Substation | Bulk Supply Point (BSP) | BSP 200 | 90 | 20 to 70 | 138.6 | 1.2141 | 163.4625 | 1.4319 | 191.25 | 1.6753
Electrical Substation | Bulk Supply Point (BSP) | BSP 201 | 90 | 20 to 70 | 138.6 | 1.2141 | 163.4625 | 1.4319 | 191.25 | 1.6753
Electrical Substation | Bulk Supply Point (BSP) | BSP 202 | 90 | 20 to 70 | 138.6 | 1.2141 | 163.4625 | 1.4319 | 191.25 | 1.6753
Electrical Substation | Bulk Supply Point (BSP) | BSP 203 | 90 | 20 to 70 | 138.6 | 1.2141 | 163.4625 | 1.4319 | 191.25 | 1.6753
Electrical Substation | Bulk Supply Point (BSP) | BSP 208 | 90 | 20 to 70 | 138.6 | 1.2141 | 163.4625 | 1.4319 | 191.25 | 1.6753
Electrical Substation | Bulk Supply Point (BSP) | BSP 210 | 90 | 20 to 70 | 138.6 | 1.2141 | 163.4625 | 1.4319 | 191.25 | 1.6753
Electrical Substation | Bulk Supply Point (BSP) | BSP 216 | 90 | 20 to 70 | 138.6 | 1.2141 | 163.4625 | 1.4319 | 191.25 | 1.6753
Electrical Substation | Bulk Supply Point (BSP) | BSP 217 | 90 | 20 to 70 | 138.6 | 1.2141 | 163.4625 | 1.4319 | 191.25 | 1.6753
Electrical Substation | Bulk Supply Point (BSP) | BSP 222 | 90 | 20 to 70 | 138.6 | 1.2141 | 163.4625 | 1.4319 | 191.25 | 1.6753
Electrical Substation | Bulk Supply Point (BSP) | BSP 223 | 90 | 20 to 70 | 138.6 | 1.2141 | 163.4625 | 1.4319 | 191.25 | 1.6753
Electrical Substation | Bulk Supply Point (BSP) | BSP 227 | 90 | 20 to 70 | 138.6 | 1.2141 | 163.4625 | 1.4319 | 191.25 | 1.6753
Electrical Substation | Bulk Supply Point (BSP) | BSP 228 | 90 | 20 to 70 | 138.6 | 1.2141 | 163.4625 | 1.4319 | 191.25 | 1.6753
Electrical Substation | Bulk Supply Point (BSP) | BSP 230 | 90 | 20 to 70 | 138.6 | 1.2141 | 163.4625 | 1.4319 | 191.25 | 1.6753
Electrical Substation | Bulk Supply Point (BSP) | BSP 232 | 90 | 20 to 70 | 138.6 | 1.2141 | 163.4625 | 1.4319 | 191.25 | 1.6753
Electrical Substation | Bulk Supply Point (BSP) | BSP 233 | 90 | 20 to 70 | 138.6 | 1.2141 | 163.4625 | 1.4319 | 191.25 | 1.6753
Electrical Substation | Bulk Supply Point (BSP) | BSP 234 | 90 | 20 to 70 | 138.6 | 1.2141 | 163.4625 | 1.4319 | 191.25 | 1.6753
Electrical Substation | Bulk Supply Point (BSP) | BSP 236 | 90 | 20 to 70 | 138.6 | 1.2141 | 163.4625 | 1.4319 | 191.25 | 1.6753
Electrical Substation | Bulk Supply Point (BSP) | BSP 237 | 90 | 20 to 70 | 138.6 | 1.2141 | 163.4625 | 1.4319 | 191.25 | 1.6753
Electrical Substation | Bulk Supply Point (BSP) | BSP 238 | 90 | 20 to 70 | 138.6 | 1.2141 | 163.4625 | 1.4319 | 191.25 | 1.6753
Electrical Substation | Bulk Supply Point (BSP) | BSP 239 | 90 | 20 to 70 | 138.6 | 1.2141 | 163.4625 | 1.4319 | 191.25 | 1.6753
Electrical Substation | Bulk Supply Point (BSP) | BSP 244 | 90 | 20 to 70 | 138.6 | 1.2141 | 163.4625 | 1.4319 | 191.25 | 1.6753
Electrical Substation | Bulk Supply Point (BSP) | BSP 245 | 90 | 20 to 70 | 138.6 | 1.2141 | 163.4625 | 1.4319 | 191.25 | 1.6753
Electrical Substation | Bulk Supply Point (BSP) | BSP 257 | 90 | 20 to 70 | 138.6 | 1.2141 | 163.4625 | 1.4319 | 191.25 | 1.6753
Electrical Substation | Bulk Supply Point (BSP) | BSP 261 | 90 | 20 to 70 | 138.6 | 1.2141 | 163.4625 | 1.4319 | 191.25 | 1.6753
Electrical Substation | Bulk Supply Point (BSP) | BSP 263 | 90 | 20 to 70 | 138.6 | 1.2141 | 163.4625 | 1.4319 | 191.25 | 1.6753
Electrical Substation | Bulk Supply Point (BSP) | BSP 265 | 90 | 20 to 70 | 138.6 | 1.2141 | 163.4625 | 1.4319 | 191.25 | 1.6753
Electrical Substation | Bulk Supply Point (BSP) | BSP 269 | 90 | 20 to 70 | 138.6 | 1.2141 | 163.4625 | 1.4319 | 191.25 | 1.6753
Electrical Substation | Bulk Supply Point (BSP) | BSP 271 | 90 | 20 to 70 | 138.6 | 1.2141 | 163.4625 | 1.4319 | 191.25 | 1.6753
Electrical Substation | Bulk Supply Point (BSP) | BSP 272 | 90 | 20 to 70 | 138.6 | 1.2141 | 163.4625 | 1.4319 | 191.25 | 1.6753
Electrical Substation | Bulk Supply Point (BSP) | BSP 273 | 90 | 20 to 70 | 138.6 | 1.2141 | 163.4625 | 1.4319 | 191.25 | 1.6753
Electrical Substation | Bulk Supply Point (BSP) | BSP 278 | 90 | 20 to 70 | 138.6 | 1.2141 | 163.4625 | 1.4319 | 191.25 | 1.6753
Electrical Substation | Bulk Supply Point (BSP) | BSP 280 | 90 | 20 to 70 | 138.6 | 1.2141 | 163.4625 | 1.4319 | 191.25 | 1.6753
Electrical Substation | Bulk Supply Point (BSP) | BSP 288 | 90 | 20 to 70 | 138.6 | 1.2141 | 163.4625 | 1.4319 | 191.25 | 1.6753
Electrical Substation | Bulk Supply Point (BSP) | BSP 295 | 90 | 20 to 70 | 138.6 | 1.2141 | 163.4625 | 1.4319 | 191.25 | 1.6753
Electrical Substation | Bulk Supply Point (BSP) | BSP 392 | 90 | 20 to 70 | 138.6 | 1.2141 | 163.4625 | 1.4319 | 191.25 | 1.6753
Electrical Substation | Bulk Supply Point (BSP) | BSP 393 | 90 | 20 to 70 | 138.6 | 1.2141 | 163.4625 | 1.4319 | 191.25 | 1.6753
Electrical Substation | Bulk Supply Point (BSP) | BSP 394 | 90 | 20 to 70 | 138.6 | 1.2141 | 163.4625 | 1.4319 | 191.25 | 1.6753
Electrical Substation | Bulk Supply Point (BSP) | BSP 395 | 90 | 20 to 70 | 138.6 | 1.2141 | 163.4625 | 1.4319 | 191.25 | 1.6753
Electrical Substation | Bulk Supply Point (BSP) | BSP 396 | 90 | 20 to 70 | 138.6 | 1.2141 | 163.4625 | 1.4319 | 191.25 | 1.6753
Electrical Substation | Bulk Supply Point (BSP) | BSP 397 | 90 | 20 to 70 | 138.6 | 1.2141 | 163.4625 | 1.4319 | 191.25 | 1.6753
Electrical Substation | Bulk Supply Point (BSP) | BSP 398 | 90 | 20 to 70 | 138.6 | 1.2141 | 163.4625 | 1.4319 | 191.25 | 1.6753
Electrical Substation | Bulk Supply Point (BSP) | BSP 399 | 90 | 20 to 70 | 138.6 | 1.2141 | 163.4625 | 1.4319 | 191.25 | 1.6753
Electrical Substation | Bulk Supply Point (BSP) | BSP 400 | 90 | 20 to 70 | 138.6 | 1.2141 | 163.4625 | 1.4319 | 191.25 | 1.6753
Electrical Substation | Bulk Supply Point (BSP) | BSP 401 | 90 | 20 to 70 | 138.6 | 1.2141 | 163.4625 | 1.4319 | 191.25 | 1.6753
Electrical Substation | Bulk Supply Point (BSP) | BSP 402 | 90 | 20 to 70 | 138.6 | 1.2141 | 163.4625 | 1.4319 | 191.25 | 1.6753
Electrical Substation | Bulk Supply Point (BSP) | BSP 403 | 90 | 20 to 70 | 138.6 | 1.2141 | 163.4625 | 1.4319 | 191.25 | 1.6753
Electrical Substation | Bulk Supply Point (BSP) | BSP 404 | 90 | 20 to 70 | 138.6 | 1.2141 | 163.4625 | 1.4319 | 191.25 | 1.6753
Electrical Substation | Bulk Supply Point (BSP) | BSP 405 | 90 | 20 to 70 | 138.6 | 1.2141 | 163.4625 | 1.4319 | 191.25 | 1.6753
Electrical Substation | Bulk Supply Point (BSP) | BSP 406 | 90 | 20 to 70 | 138.6 | 1.2141 | 163.4625 | 1.4319 | 191.25 | 1.6753
Electrical Substation | Bulk Supply Point (BSP) | BSP 407 | 90 | 20 to 70 | 138.6 | 1.2141 | 163.4625 | 1.4319 | 191.25 | 1.6753
Electrical Substation | Bulk Supply Point (BSP) | BSP 408 | 90 | 20 to 70 | 138.6 | 1.2141 | 163.4625 | 1.4319 | 191.25 | 1.6753
Electrical Substation | Bulk Supply Point (BSP) | BSP 409 | 90 | 20 to 70 | 138.6 | 1.2141 | 163.4625 | 1.4319 | 191.25 | 1.6753
Electrical Substation | Bulk Supply Point (BSP) | BSP 410 | 90 | 20 to 70 | 138.6 | 1.2141 | 163.4625 | 1.4319 | 191.25 | 1.6753
Electrical Substation | Bulk Supply Point (BSP) | BSP 411 | 90 | 20 to 70 | 138.6 | 1.2141 | 163.4625 | 1.4319 | 191.25 | 1.6753
Electrical Substation | Bulk Supply Point (BSP) | BSP 412 | 90 | 20 to 70 | 138.6 | 1.2141 | 163.4625 | 1.4319 | 191.25 | 1.6753
Electrical Substation | Bulk Supply Point (BSP) | BSP 413 | 90 | 20 to 70 | 138.6 | 1.2141 | 163.4625 | 1.4319 | 191.25 | 1.6753
Electrical Substation | Bulk Supply Point (BSP) | BSP 414 | 90 | 20 to 70 | 138.6 | 1.2141 | 163.4625 | 1.4319 | 191.25 | 1.6753
Electrical Substation | Bulk Supply Point (BSP) | BSP 415 | 90 | 20 to 70 | 138.6 | 1.2141 | 163.4625 | 1.4319 | 191.25 | 1.6753
Electrical Substation | Bulk Supply Point (BSP) | BSP 416 | 90 | 20 to 70 | 138.6 | 1.2141 | 163.4625 | 1.4319 | 191.25 | 1.6753
Electrical Substation | Bulk Supply Point (BSP) | BSP 417 | 90 | 20 to 70 | 138.6 | 1.2141 | 163.4625 | 1.4319 | 191.25 | 1.6753
Electrical Substation | Bulk Supply Point (BSP) | BSP 418 | 90 | 20 to 70 | 138.6 | 1.2141 | 163.4625 | 1.4319 | 191.25 | 1.6753
Electrical Substation | Bulk Supply Point (BSP) | BSP 419 | 90 | 20 to 70 | 138.6 | 1.2141 | 163.4625 | 1.4319 | 191.25 | 1.6753
Electrical Substation | Bulk Supply Point (BSP) | BSP 420 | 90 | 20 to 70 | 138.6 | 1.2141 | 163.4625 | 1.4319 | 191.25 | 1.6753
Electrical Substation | Bulk Supply Point (BSP) | BSP 421 | 90 | 20 to 70 | 138.6 | 1.2141 | 163.4625 | 1.4319 | 191.25 | 1.6753
Electrical Substation | Bulk Supply Point (BSP) | BSP 422 | 90 | 20 to 70 | 138.6 | 1.2141 | 163.4625 | 1.4319 | 191.25 | 1.6753
Electrical Substation | Bulk Supply Point (BSP) | BSP 423 | 90 | 20 to 70 | 138.6 | 1.2141 | 163.4625 | 1.4319 | 191.25 | 1.6753
Electrical Substation | Bulk Supply Point (BSP) | BSP 424 | 90 | 20 to 70 | 138.6 | 1.2141 | 163.4625 | 1.4319 | 191.25 | 1.6753
Electrical Substation | Bulk Supply Point (BSP) | BSP 425 | 90 | 20 to 70 | 138.6 | 1.2141 | 163.4625 | 1.4319 | 191.25 | 1.6753
Electrical Substation | Bulk Supply Point (BSP) | BSP 426 | 90 | 20 to 70 | 138.6 | 1.2141 | 163.4625 | 1.4319 | 191.25 | 1.6753
Electrical Substation | Bulk Supply Point (BSP) | BSP 427 | 90 | 20 to 70 | 138.6 | 1.2141 | 163.4625 | 1.4319 | 191.25 | 1.6753
Electrical Substation | Bulk Supply Point (BSP) | BSP 428 | 90 | 20 to 70 | 138.6 | 1.2141 | 163.4625 | 1.4319 | 191.25 | 1.6753
Electrical Substation | Bulk Supply Point (BSP) | BSP 429 | 90 | 20 to 70 | 138.6 | 1.2141 | 163.4625 | 1.4319 | 191.25 | 1.6753
Electrical Substation | Bulk Supply Point (BSP) | BSP 430 | 90 | 20 to 70 | 138.6 | 1.2141 | 163.4625 | 1.4319 | 191.25 | 1.6753
Electrical Substation | Bulk Supply Point (BSP) | BSP 431 | 90 | 20 to 70 | 138.6 | 1.2141 | 163.4625 | 1.4319 | 191.25 | 1.6753
Electrical Substation | Bulk Supply Point (BSP) | BSP 432 | 90 | 20 to 70 | 138.6 | 1.2141 | 163.4625 | 1.4319 | 191.25 | 1.6753
Electrical Substation | Bulk Supply Point (BSP) | BSP 433 | 90 | 20 to 70 | 138.6 | 1.2141 | 163.4625 | 1.4319 | 191.25 | 1.6753
Electrical Substation | Bulk Supply Point (BSP) | BSP 434 | 90 | 20 to 70 | 138.6 | 1.2141 | 163.4625 | 1.4319 | 191.25 | 1.6753
Electrical Substation | Bulk Supply Point (BSP) | BSP 435 | 90 | 20 to 70 | 138.6 | 1.2141 | 163.4625 | 1.4319 | 191.25 | 1.6753
Electrical Substation | Bulk Supply Point (BSP) | BSP 623 | 90 | 20 to 70 | 138.6 | 1.2141 | 163.4625 | 1.4319 | 191.25 | 1.6753
Electrical Substation | Bulk Supply Point (BSP) | BSP 624 | 90 | 20 to 70 | 138.6 | 1.2141 | 163.4625 | 1.4319 | 191.25 | 1.6753
Electrical Substation | Bulk Supply Point (BSP) | BSP 625 | 90 | 20 to 70 | 138.6 | 1.2141 | 163.4625 | 1.4319 | 191.25 | 1.6753
Electrical Substation | Bulk Supply Point (BSP) | BSP 626 | 90 | 20 to 70 | 138.6 | 1.2141 | 163.4625 | 1.4319 | 191.25 | 1.6753
Electrical Substation | Bulk Supply Point (BSP) | BSP 627 | 90 | 20 to 70 | 138.6 | 1.2141 | 163.4625 | 1.4319 | 191.25 | 1.6753
Electrical Substation | Bulk Supply Point (BSP) | BSP 628 | 90 | 20 to 70 | 138.6 | 1.2141 | 163.4625 | 1.4319 | 191.25 | 1.6753
Electrical Substation | Bulk Supply Point (BSP) | BSP 629 | 90 | 20 to 70 | 138.6 | 1.2141 | 163.4625 | 1.4319 | 191.25 | 1.6753
Electrical Substation | Bulk Supply Point (BSP) | BSP 630 | 90 | 20 to 70 | 138.6 | 1.2141 | 163.4625 | 1.4319 | 191.25 | 1.6753
Electrical Substation | Bulk Supply Point (BSP) | BSP 631 | 90 | 20 to 70 | 138.6 | 1.2141 | 163.4625 | 1.4319 | 191.25 | 1.6753
Electrical Substation | Bulk Supply Point (BSP) | BSP 673 | 90 | 20 to 70 | 138.6 | 1.2141 | 163.4625 | 1.4319 | 191.25 | 1.6753
Electrical Substation | Primary | Primary 191 | 90 | 20 to 70 | 138.6 | 1.2141 | 163.4625 | 1.4319 | 191.25 | 1.6753
Electrical Substation | Bulk Supply Point (BSP) | BSP 632 | 93 | 20 to 70 | 143.22 | 1.2546 | 168.9112 | 1.4797 | 197.625 | 1.7312
Electrical Substation | Bulk Supply Point (BSP) | BSP 674 | 95.6 | 20 to 70 | 147.224 | 1.2897 | 173.6335 | 1.521 | 203.15 | 1.7796
Electrical Substation | Bulk Supply Point (BSP) | BSP 675 | 98.5 | 20 to 70 | 151.69 | 1.3288 | 178.9006 | 1.5672 | 209.3125 | 1.8336
Electrical Substation | Bulk Supply Point (BSP) | BSP 465 | 99.0001 | 20 to 70 | 152.4602 | 1.3356 | 179.809 | 1.5751 | 210.3753 | 1.8429
Electrical Substation | Bulk Supply Point (BSP) | BSP 466 | 99.0001 | 20 to 70 | 152.4602 | 1.3356 | 179.809 | 1.5751 | 210.3753 | 1.8429
Electrical Substation | Bulk Supply Point (BSP) | BSP 127 | 100 | 20 to 70 | 154 | 1.349 | 181.625 | 1.591 | 212.5 | 1.8615
Electrical Substation | Bulk Supply Point (BSP) | BSP 231 | 100 | 20 to 70 | 154 | 1.349 | 181.625 | 1.591 | 212.5 | 1.8615
Electrical Substation | Bulk Supply Point (BSP) | BSP 248 | 100 | 20 to 70 | 154 | 1.349 | 181.625 | 1.591 | 212.5 | 1.8615
Electrical Substation | Bulk Supply Point (BSP) | BSP 249 | 100 | 20 to 70 | 154 | 1.349 | 181.625 | 1.591 | 212.5 | 1.8615
Electrical Substation | Bulk Supply Point (BSP) | BSP 251 | 100 | 20 to 70 | 154 | 1.349 | 181.625 | 1.591 | 212.5 | 1.8615
Electrical Substation | Bulk Supply Point (BSP) | BSP 262 | 100 | 20 to 70 | 154 | 1.349 | 181.625 | 1.591 | 212.5 | 1.8615
Electrical Substation | Bulk Supply Point (BSP) | BSP 264 | 100 | 20 to 70 | 154 | 1.349 | 181.625 | 1.591 | 212.5 | 1.8615
Electrical Substation | Bulk Supply Point (BSP) | BSP 277 | 100 | 20 to 70 | 154 | 1.349 | 181.625 | 1.591 | 212.5 | 1.8615
Electrical Substation | Primary | Primary 295 | 100 | 20 to 70 | 154 | 1.349 | 181.625 | 1.591 | 212.5 | 1.8615
Electrical Substation | Bulk Supply Point (BSP) | BSP 676 | 100.58 | 20 to 70 | 154.8932 | 1.3569 | 182.6784 | 1.6003 | 213.7325 | 1.8723
Electrical Substation | Bulk Supply Point (BSP) | BSP 677 | 100.6 | 20 to 70 | 154.924 | 1.3571 | 182.7147 | 1.6006 | 213.775 | 1.8727
Electrical Substation | Bulk Supply Point (BSP) | BSP 678 | 100.6 | 20 to 70 | 154.924 | 1.3571 | 182.7147 | 1.6006 | 213.775 | 1.8727
Electrical Substation | Bulk Supply Point (BSP) | BSP 679 | 100.6 | 20 to 70 | 154.924 | 1.3571 | 182.7147 | 1.6006 | 213.775 | 1.8727
Electrical Substation | Bulk Supply Point (BSP) | BSP 326 | 102.4 | 20 to 70 | 157.696 | 1.3814 | 185.984 | 1.6292 | 217.6 | 1.9062
Electrical Substation | Bulk Supply Point (BSP) | BSP 366 | 102.4 | 20 to 70 | 157.696 | 1.3814 | 185.984 | 1.6292 | 217.6 | 1.9062
Electrical Substation | Bulk Supply Point (BSP) | BSP 319 | 102.95 | 20 to 70 | 158.543 | 1.3888 | 186.9829 | 1.638 | 218.7688 | 1.9164
Electrical Substation | Bulk Supply Point (BSP) | BSP 361 | 102.95 | 20 to 70 | 158.543 | 1.3888 | 186.9829 | 1.638 | 218.7688 | 1.9164
Electrical Substation | Bulk Supply Point (BSP) | BSP 371 | 102.95 | 20 to 70 | 158.543 | 1.3888 | 186.9829 | 1.638 | 218.7688 | 1.9164
Electrical Substation | Bulk Supply Point (BSP) | BSP 680 | 103 | 20 to 70 | 158.62 | 1.3895 | 187.0737 | 1.6388 | 218.875 | 1.9173
Electrical Substation | Bulk Supply Point (BSP) | BSP 467 | 103.5 | 20 to 70 | 159.3899 | 1.3963 | 187.9818 | 1.6467 | 219.9374 | 1.9267
Electrical Substation | Bulk Supply Point (BSP) | BSP 468 | 103.5 | 20 to 70 | 159.3899 | 1.3963 | 187.9818 | 1.6467 | 219.9374 | 1.9267
Electrical Substation | Bulk Supply Point (BSP) | BSP 469 | 103.5 | 20 to 70 | 159.3899 | 1.3963 | 187.9818 | 1.6467 | 219.9374 | 1.9267
Electrical Substation | Bulk Supply Point (BSP) | BSP 470 | 103.5 | 20 to 70 | 159.39 | 1.3963 | 187.9819 | 1.6467 | 219.9375 | 1.9267
Electrical Substation | Bulk Supply Point (BSP) | BSP 471 | 103.5 | 20 to 70 | 159.39 | 1.3963 | 187.9819 | 1.6467 | 219.9375 | 1.9267
Electrical Substation | Bulk Supply Point (BSP) | BSP 472 | 103.5 | 20 to 70 | 159.39 | 1.3963 | 187.9819 | 1.6467 | 219.9375 | 1.9267
Electrical Substation | Bulk Supply Point (BSP) | BSP 473 | 103.5 | 20 to 70 | 159.39 | 1.3963 | 187.9819 | 1.6467 | 219.9375 | 1.9267
Electrical Substation | Bulk Supply Point (BSP) | BSP 474 | 103.5 | 20 to 70 | 159.39 | 1.3963 | 187.9819 | 1.6467 | 219.9375 | 1.9267
Electrical Substation | Bulk Supply Point (BSP) | BSP 475 | 103.5 | 20 to 70 | 159.39 | 1.3963 | 187.9819 | 1.6467 | 219.9375 | 1.9267
Electrical Substation | Bulk Supply Point (BSP) | BSP 476 | 103.5 | 20 to 70 | 159.39 | 1.3963 | 187.9819 | 1.6467 | 219.9375 | 1.9267
Electrical Substation | Bulk Supply Point (BSP) | BSP 477 | 103.5 | 20 to 70 | 159.39 | 1.3963 | 187.9819 | 1.6467 | 219.9375 | 1.9267
Electrical Substation | Bulk Supply Point (BSP) | BSP 478 | 103.5 | 20 to 70 | 159.39 | 1.3963 | 187.9819 | 1.6467 | 219.9375 | 1.9267
Electrical Substation | Primary | Primary 192 | 103.5 | 20 to 70 | 159.39 | 1.3963 | 187.9819 | 1.6467 | 219.9375 | 1.9267
Electrical Substation | Primary | Primary 193 | 103.5 | 20 to 70 | 159.39 | 1.3963 | 187.9819 | 1.6467 | 219.9375 | 1.9267
Electrical Substation | Primary | Primary 194 | 103.5 | 20 to 70 | 159.39 | 1.3963 | 187.9819 | 1.6467 | 219.9375 | 1.9267
Electrical Substation | Primary | Primary 195 | 103.5 | 20 to 70 | 159.39 | 1.3963 | 187.9819 | 1.6467 | 219.9375 | 1.9267
Electrical Substation | Primary | Primary 196 | 103.5 | 20 to 70 | 159.39 | 1.3963 | 187.9819 | 1.6467 | 219.9375 | 1.9267
Electrical Substation | Primary | Primary 197 | 103.5 | 20 to 70 | 159.39 | 1.3963 | 187.9819 | 1.6467 | 219.9375 | 1.9267
Electrical Substation | Bulk Supply Point (BSP) | BSP 324 | 103.8 | 20 to 70 | 159.852 | 1.4003 | 188.5267 | 1.6515 | 220.575 | 1.9322
Electrical Substation | Bulk Supply Point (BSP) | BSP 363 | 103.8 | 20 to 70 | 159.852 | 1.4003 | 188.5267 | 1.6515 | 220.575 | 1.9322
Electrical Substation | Primary | Primary 198 | 103.995 | 20 to 70 | 160.1523 | 1.4029 | 188.8809 | 1.6546 | 220.9894 | 1.9359
Electrical Substation | Primary | Primary 296 | 104 | 20 to 70 | 160.16 | 1.403 | 188.89 | 1.6547 | 221 | 1.936
Electrical Substation | Bulk Supply Point (BSP) | BSP 479 | 104.9985 | 20 to 70 | 161.6977 | 1.4165 | 190.7035 | 1.6706 | 223.1218 | 1.9545
Electrical Substation | Bulk Supply Point (BSP) | BSP 436 | 105 | 20 to 70 | 161.7 | 1.4165 | 190.7062 | 1.6706 | 223.125 | 1.9546
Electrical Substation | Primary | Primary 199 | 105 | 20 to 70 | 161.7 | 1.4165 | 190.7062 | 1.6706 | 223.125 | 1.9546
Electrical Substation | Primary | Primary 200 | 105 | 20 to 70 | 161.7 | 1.4165 | 190.7062 | 1.6706 | 223.125 | 1.9546
Electrical Substation | Bulk Supply Point (BSP) | BSP 321 | 105.4 | 20 to 70 | 162.316 | 1.4219 | 191.4327 | 1.677 | 223.975 | 1.962
Electrical Substation | Bulk Supply Point (BSP) | BSP 337 | 105.4 | 20 to 70 | 162.316 | 1.4219 | 191.4327 | 1.677 | 223.975 | 1.962
Electrical Substation | Bulk Supply Point (BSP) | BSP 213 | 108 | 20 to 70 | 166.32 | 1.457 | 196.155 | 1.7183 | 229.5 | 2.0104
Electrical Substation | Bulk Supply Point (BSP) | BSP 224 | 108 | 20 to 70 | 166.32 | 1.457 | 196.155 | 1.7183 | 229.5 | 2.0104
Electrical Substation | Bulk Supply Point (BSP) | BSP 225 | 108 | 20 to 70 | 166.32 | 1.457 | 196.155 | 1.7183 | 229.5 | 2.0104
Electrical Substation | Bulk Supply Point (BSP) | BSP 226 | 108 | 20 to 70 | 166.32 | 1.457 | 196.155 | 1.7183 | 229.5 | 2.0104
Electrical Substation | Bulk Supply Point (BSP) | BSP 250 | 108 | 20 to 70 | 166.32 | 1.457 | 196.155 | 1.7183 | 229.5 | 2.0104
Electrical Substation | Bulk Supply Point (BSP) | BSP 255 | 108 | 20 to 70 | 166.32 | 1.457 | 196.155 | 1.7183 | 229.5 | 2.0104
Electrical Substation | Bulk Supply Point (BSP) | BSP 256 | 108 | 20 to 70 | 166.32 | 1.457 | 196.155 | 1.7183 | 229.5 | 2.0104
Electrical Substation | Bulk Supply Point (BSP) | BSP 259 | 108 | 20 to 70 | 166.32 | 1.457 | 196.155 | 1.7183 | 229.5 | 2.0104
Electrical Substation | Bulk Supply Point (BSP) | BSP 260 | 108 | 20 to 70 | 166.32 | 1.457 | 196.155 | 1.7183 | 229.5 | 2.0104
Electrical Substation | Bulk Supply Point (BSP) | BSP 275 | 108 | 20 to 70 | 166.32 | 1.457 | 196.155 | 1.7183 | 229.5 | 2.0104
Electrical Substation | Bulk Supply Point (BSP) | BSP 276 | 108 | 20 to 70 | 166.32 | 1.457 | 196.155 | 1.7183 | 229.5 | 2.0104
Electrical Substation | Bulk Supply Point (BSP) | BSP 681 | 108 | 20 to 70 | 166.32 | 1.457 | 196.155 | 1.7183 | 229.5 | 2.0104
Electrical Substation | Primary | Primary 201 | 109.2501 | 20 to 70 | 168.2452 | 1.4738 | 198.4255 | 1.7382 | 232.1565 | 2.0337
Electrical Substation | Primary | Primary 202 | 110.6904 | 20 to 70 | 170.4632 | 1.4933 | 201.0414 | 1.7611 | 235.2171 | 2.0605
Electrical Substation | Bulk Supply Point (BSP) | BSP 305 | 111.3 | 20 to 70 | 171.402 | 1.5015 | 202.1486 | 1.7708 | 236.5125 | 2.0718
Electrical Substation | Bulk Supply Point (BSP) | BSP 325 | 111.3 | 20 to 70 | 171.402 | 1.5015 | 202.1486 | 1.7708 | 236.5125 | 2.0718
Electrical Substation | Bulk Supply Point (BSP) | BSP 345 | 111.3 | 20 to 70 | 171.402 | 1.5015 | 202.1486 | 1.7708 | 236.5125 | 2.0718
Electrical Substation | Bulk Supply Point (BSP) | BSP 437 | 113 | 20 to 70 | 174.02 | 1.5244 | 205.2362 | 1.7979 | 240.125 | 2.1035
Electrical Substation | Bulk Supply Point (BSP) | BSP 287 | 113.1 | 20 to 70 | 174.174 | 1.5258 | 205.4179 | 1.7995 | 240.3375 | 2.1054
Electrical Substation | Bulk Supply Point (BSP) | BSP 290 | 113.1 | 20 to 70 | 174.174 | 1.5258 | 205.4179 | 1.7995 | 240.3375 | 2.1054
Electrical Substation | Bulk Supply Point (BSP) | BSP 299 | 113.1 | 20 to 70 | 174.174 | 1.5258 | 205.4179 | 1.7995 | 240.3375 | 2.1054
Electrical Substation | Bulk Supply Point (BSP) | BSP 633 | 114 | 20 to 70 | 175.56 | 1.5379 | 207.0525 | 1.8138 | 242.25 | 2.1221
Electrical Substation | Bulk Supply Point (BSP) | BSP 312 | 114.1 | 20 to 70 | 175.714 | 1.5393 | 207.2341 | 1.8154 | 242.4625 | 2.124
Electrical Substation | Bulk Supply Point (BSP) | BSP 341 | 114.1 | 20 to 70 | 175.714 | 1.5393 | 207.2341 | 1.8154 | 242.4625 | 2.124
Electrical Substation | Bulk Supply Point (BSP) | BSP 349 | 114.1 | 20 to 70 | 175.714 | 1.5393 | 207.2341 | 1.8154 | 242.4625 | 2.124
Electrical Substation | Bulk Supply Point (BSP) | BSP 682 | 114.32 | 20 to 70 | 176.0528 | 1.5422 | 207.6337 | 1.8189 | 242.93 | 2.1281
Electrical Substation | Bulk Supply Point (BSP) | BSP 683 | 114.32 | 20 to 70 | 176.0528 | 1.5422 | 207.6337 | 1.8189 | 242.93 | 2.1281
Electrical Substation | Bulk Supply Point (BSP) | BSP 684 | 114.32 | 20 to 70 | 176.0528 | 1.5422 | 207.6337 | 1.8189 | 242.93 | 2.1281
Electrical Substation | Bulk Supply Point (BSP) | BSP 685 | 114.32 | 20 to 70 | 176.0528 | 1.5422 | 207.6337 | 1.8189 | 242.93 | 2.1281
Electrical Substation | Bulk Supply Point (BSP) | BSP 686 | 114.32 | 20 to 70 | 176.0528 | 1.5422 | 207.6337 | 1.8189 | 242.93 | 2.1281
Electrical Substation | Bulk Supply Point (BSP) | BSP 687 | 114.32 | 20 to 70 | 176.0528 | 1.5422 | 207.6337 | 1.8189 | 242.93 | 2.1281
Electrical Substation | Bulk Supply Point (BSP) | BSP 688 | 114.32 | 20 to 70 | 176.0528 | 1.5422 | 207.6337 | 1.8189 | 242.93 | 2.1281
Electrical Substation | Bulk Supply Point (BSP) | BSP 307 | 114.7 | 20 to 70 | 176.638 | 1.5473 | 208.3239 | 1.8249 | 243.7375 | 2.1351
Electrical Substation | Bulk Supply Point (BSP) | BSP 353 | 114.7 | 20 to 70 | 176.638 | 1.5473 | 208.3239 | 1.8249 | 243.7375 | 2.1351
Electrical Substation | Bulk Supply Point (BSP) | BSP 375 | 114.7 | 20 to 70 | 176.638 | 1.5473 | 208.3239 | 1.8249 | 243.7375 | 2.1351
Electrical Substation | Primary | Primary 203 | 114.885 | 20 to 70 | 176.9229 | 1.5498 | 208.6599 | 1.8279 | 244.1306 | 2.1386
Electrical Substation | Primary | Primary 204 | 115 | 20 to 70 | 177.1 | 1.5514 | 208.8688 | 1.8297 | 244.375 | 2.1407
Electrical Substation | Bulk Supply Point (BSP) | BSP 634 | 116 | 20 to 70 | 178.64 | 1.5649 | 210.685 | 1.8456 | 246.5 | 2.1593
Electrical Substation | Bulk Supply Point (BSP) | BSP 438 | 117 | 20 to 70 | 180.18 | 1.5784 | 212.5012 | 1.8615 | 248.625 | 2.178
Electrical Substation | Bulk Supply Point (BSP) | BSP 439 | 117 | 20 to 70 | 180.18 | 1.5784 | 212.5012 | 1.8615 | 248.625 | 2.178
Electrical Substation | Bulk Supply Point (BSP) | BSP 689 | 117 | 20 to 70 | 180.18 | 1.5784 | 212.5012 | 1.8615 | 248.625 | 2.178
Electrical Substation | Bulk Supply Point (BSP) | BSP 690 | 117 | 20 to 70 | 180.18 | 1.5784 | 212.5012 | 1.8615 | 248.625 | 2.178
Electrical Substation | Bulk Supply Point (BSP) | BSP 691 | 117 | 20 to 70 | 180.18 | 1.5784 | 212.5012 | 1.8615 | 248.625 | 2.178
Electrical Substation | Bulk Supply Point (BSP) | BSP 692 | 117 | 20 to 70 | 180.18 | 1.5784 | 212.5012 | 1.8615 | 248.625 | 2.178
Electrical Substation | Bulk Supply Point (BSP) | BSP 693 | 117 | 20 to 70 | 180.18 | 1.5784 | 212.5012 | 1.8615 | 248.625 | 2.178
Electrical Substation | Bulk Supply Point (BSP) | BSP 694 | 117 | 20 to 70 | 180.18 | 1.5784 | 212.5012 | 1.8615 | 248.625 | 2.178
Electrical Substation | Bulk Supply Point (BSP) | BSP 695 | 117 | 20 to 70 | 180.18 | 1.5784 | 212.5012 | 1.8615 | 248.625 | 2.178
Electrical Substation | Bulk Supply Point (BSP) | BSP 696 | 117 | 20 to 70 | 180.18 | 1.5784 | 212.5012 | 1.8615 | 248.625 | 2.178
Electrical Substation | Bulk Supply Point (BSP) | BSP 697 | 117 | 20 to 70 | 180.18 | 1.5784 | 212.5012 | 1.8615 | 248.625 | 2.178
Electrical Substation | Bulk Supply Point (BSP) | BSP 698 | 117 | 20 to 70 | 180.18 | 1.5784 | 212.5012 | 1.8615 | 248.625 | 2.178
Electrical Substation | Bulk Supply Point (BSP) | BSP 699 | 117 | 20 to 70 | 180.18 | 1.5784 | 212.5012 | 1.8615 | 248.625 | 2.178
Electrical Substation | Bulk Supply Point (BSP) | BSP 700 | 117 | 20 to 70 | 180.18 | 1.5784 | 212.5012 | 1.8615 | 248.625 | 2.178
Electrical Substation | Bulk Supply Point (BSP) | BSP 701 | 117 | 20 to 70 | 180.18 | 1.5784 | 212.5012 | 1.8615 | 248.625 | 2.178
Electrical Substation | Bulk Supply Point (BSP) | BSP 702 | 117 | 20 to 70 | 180.18 | 1.5784 | 212.5012 | 1.8615 | 248.625 | 2.178
Electrical Substation | Bulk Supply Point (BSP) | BSP 703 | 117 | 20 to 70 | 180.18 | 1.5784 | 212.5012 | 1.8615 | 248.625 | 2.178
Electrical Substation | Bulk Supply Point (BSP) | BSP 704 | 117 | 20 to 70 | 180.18 | 1.5784 | 212.5012 | 1.8615 | 248.625 | 2.178
Electrical Substation | Bulk Supply Point (BSP) | BSP 705 | 117 | 20 to 70 | 180.18 | 1.5784 | 212.5012 | 1.8615 | 248.625 | 2.178
Electrical Substation | Bulk Supply Point (BSP) | BSP 706 | 117 | 20 to 70 | 180.18 | 1.5784 | 212.5012 | 1.8615 | 248.625 | 2.178
Electrical Substation | Bulk Supply Point (BSP) | BSP 707 | 117 | 20 to 70 | 180.18 | 1.5784 | 212.5012 | 1.8615 | 248.625 | 2.178
Electrical Substation | Bulk Supply Point (BSP) | BSP 708 | 117 | 20 to 70 | 180.18 | 1.5784 | 212.5012 | 1.8615 | 248.625 | 2.178
Electrical Substation | Bulk Supply Point (BSP) | BSP 709 | 117 | 20 to 70 | 180.18 | 1.5784 | 212.5012 | 1.8615 | 248.625 | 2.178
Electrical Substation | Bulk Supply Point (BSP) | BSP 710 | 117 | 20 to 70 | 180.18 | 1.5784 | 212.5012 | 1.8615 | 248.625 | 2.178
Electrical Substation | Bulk Supply Point (BSP) | BSP 711 | 117 | 20 to 70 | 180.18 | 1.5784 | 212.5012 | 1.8615 | 248.625 | 2.178
Electrical Substation | Bulk Supply Point (BSP) | BSP 712 | 117 | 20 to 70 | 180.18 | 1.5784 | 212.5012 | 1.8615 | 248.625 | 2.178
Electrical Substation | Bulk Supply Point (BSP) | BSP 713 | 117 | 20 to 70 | 180.18 | 1.5784 | 212.5012 | 1.8615 | 248.625 | 2.178
Electrical Substation | Bulk Supply Point (BSP) | BSP 714 | 117 | 20 to 70 | 180.18 | 1.5784 | 212.5012 | 1.8615 | 248.625 | 2.178
Electrical Substation | Bulk Supply Point (BSP) | BSP 715 | 117 | 20 to 70 | 180.18 | 1.5784 | 212.5012 | 1.8615 | 248.625 | 2.178
Electrical Substation | Bulk Supply Point (BSP) | BSP 716 | 117 | 20 to 70 | 180.18 | 1.5784 | 212.5012 | 1.8615 | 248.625 | 2.178
Electrical Substation | Bulk Supply Point (BSP) | BSP 717 | 117 | 20 to 70 | 180.18 | 1.5784 | 212.5012 | 1.8615 | 248.625 | 2.178
Electrical Substation | Bulk Supply Point (BSP) | BSP 718 | 117 | 20 to 70 | 180.18 | 1.5784 | 212.5012 | 1.8615 | 248.625 | 2.178
Electrical Substation | Bulk Supply Point (BSP) | BSP 719 | 117 | 20 to 70 | 180.18 | 1.5784 | 212.5012 | 1.8615 | 248.625 | 2.178
Electrical Substation | Bulk Supply Point (BSP) | BSP 720 | 117 | 20 to 70 | 180.18 | 1.5784 | 212.5012 | 1.8615 | 248.625 | 2.178
Electrical Substation | Bulk Supply Point (BSP) | BSP 721 | 117 | 20 to 70 | 180.18 | 1.5784 | 212.5012 | 1.8615 | 248.625 | 2.178
Electrical Substation | Bulk Supply Point (BSP) | BSP 722 | 117 | 20 to 70 | 180.18 | 1.5784 | 212.5012 | 1.8615 | 248.625 | 2.178
Electrical Substation | Bulk Supply Point (BSP) | BSP 723 | 117 | 20 to 70 | 180.18 | 1.5784 | 212.5012 | 1.8615 | 248.625 | 2.178
Electrical Substation | Bulk Supply Point (BSP) | BSP 724 | 117 | 20 to 70 | 180.18 | 1.5784 | 212.5012 | 1.8615 | 248.625 | 2.178
Electrical Substation | Bulk Supply Point (BSP) | BSP 725 | 117 | 20 to 70 | 180.18 | 1.5784 | 212.5012 | 1.8615 | 248.625 | 2.178
Electrical Substation | Bulk Supply Point (BSP) | BSP 726 | 117 | 20 to 70 | 180.18 | 1.5784 | 212.5012 | 1.8615 | 248.625 | 2.178
Electrical Substation | Primary | Primary 297 | 117 | 20 to 70 | 180.18 | 1.5784 | 212.5012 | 1.8615 | 248.625 | 2.178
Electrical Substation | Primary | Primary 205 | 117.882 | 20 to 70 | 181.5383 | 1.5903 | 214.1032 | 1.8755 | 250.4992 | 2.1944
Electrical Substation | Bulk Supply Point (BSP) | BSP 190 | 120 | 20 to 70 | 184.8 | 1.6188 | 217.95 | 1.9092 | 255 | 2.2338
Electrical Substation | Bulk Supply Point (BSP) | BSP 197 | 120 | 20 to 70 | 184.8 | 1.6188 | 217.95 | 1.9092 | 255 | 2.2338
Electrical Substation | Bulk Supply Point (BSP) | BSP 209 | 120 | 20 to 70 | 184.8 | 1.6188 | 217.95 | 1.9092 | 255 | 2.2338
Electrical Substation | Bulk Supply Point (BSP) | BSP 220 | 120 | 20 to 70 | 184.8 | 1.6188 | 217.95 | 1.9092 | 255 | 2.2338
Electrical Substation | Bulk Supply Point (BSP) | BSP 235 | 120 | 20 to 70 | 184.8 | 1.6188 | 217.95 | 1.9092 | 255 | 2.2338
Electrical Substation | Bulk Supply Point (BSP) | BSP 241 | 120 | 20 to 70 | 184.8 | 1.6188 | 217.95 | 1.9092 | 255 | 2.2338
Electrical Substation | Bulk Supply Point (BSP) | BSP 246 | 120 | 20 to 70 | 184.8 | 1.6188 | 217.95 | 1.9092 | 255 | 2.2338
Electrical Substation | Bulk Supply Point (BSP) | BSP 252 | 120 | 20 to 70 | 184.8 | 1.6188 | 217.95 | 1.9092 | 255 | 2.2338
Electrical Substation | Bulk Supply Point (BSP) | BSP 253 | 120 | 20 to 70 | 184.8 | 1.6188 | 217.95 | 1.9092 | 255 | 2.2338
Electrical Substation | Bulk Supply Point (BSP) | BSP 258 | 120 | 20 to 70 | 184.8 | 1.6188 | 217.95 | 1.9092 | 255 | 2.2338
Electrical Substation | Bulk Supply Point (BSP) | BSP 267 | 120 | 20 to 70 | 184.8 | 1.6188 | 217.95 | 1.9092 | 255 | 2.2338
Electrical Substation | Bulk Supply Point (BSP) | BSP 274 | 120 | 20 to 70 | 184.8 | 1.6188 | 217.95 | 1.9092 | 255 | 2.2338
Electrical Substation | Bulk Supply Point (BSP) | BSP 320 | 120 | 20 to 70 | 184.8 | 1.6188 | 217.95 | 1.9092 | 255 | 2.2338
Electrical Substation | Bulk Supply Point (BSP) | BSP 327 | 120 | 20 to 70 | 184.8 | 1.6188 | 217.95 | 1.9092 | 255 | 2.2338
Electrical Substation | Bulk Supply Point (BSP) | BSP 336 | 120 | 20 to 70 | 184.8 | 1.6188 | 217.95 | 1.9092 | 255 | 2.2338
Electrical Substation | Bulk Supply Point (BSP) | BSP 339 | 120 | 20 to 70 | 184.8 | 1.6188 | 217.95 | 1.9092 | 255 | 2.2338
Electrical Substation | Bulk Supply Point (BSP) | BSP 347 | 120 | 20 to 70 | 184.8 | 1.6188 | 217.95 | 1.9092 | 255 | 2.2338
Electrical Substation | Bulk Supply Point (BSP) | BSP 350 | 120 | 20 to 70 | 184.8 | 1.6188 | 217.95 | 1.9092 | 255 | 2.2338
Electrical Substation | Bulk Supply Point (BSP) | BSP 354 | 120 | 20 to 70 | 184.8 | 1.6188 | 217.95 | 1.9092 | 255 | 2.2338
Electrical Substation | Bulk Supply Point (BSP) | BSP 440 | 120 | 20 to 70 | 184.8 | 1.6188 | 217.95 | 1.9092 | 255 | 2.2338
Electrical Substation | Bulk Supply Point (BSP) | BSP 441 | 120 | 20 to 70 | 184.8 | 1.6188 | 217.95 | 1.9092 | 255 | 2.2338
Electrical Substation | Bulk Supply Point (BSP) | BSP 635 | 120 | 20 to 70 | 184.8 | 1.6188 | 217.95 | 1.9092 | 255 | 2.2338
Electrical Substation | Grid Supply Point (GSP) | GSP 252 | 120 | 20 to 70 | 184.8 | 1.6188 | 217.95 | 1.9092 | 255 | 2.2338
Electrical Substation | Grid Supply Point (GSP) | GSP 255 | 120 | 20 to 70 | 184.8 | 1.6188 | 217.95 | 1.9092 | 255 | 2.2338
Electrical Substation | Bulk Supply Point (BSP) | BSP 727 | 128.3 | 20 to 70 | 197.582 | 1.7308 | 233.0249 | 2.0413 | 272.6375 | 2.3883
Electrical Substation | Bulk Supply Point (BSP) | BSP 728 | 129.45 | 20 to 70 | 199.353 | 1.7463 | 235.1136 | 2.0596 | 275.0813 | 2.4097
Electrical Substation | Primary | Primary 206 | 132.0001 | 20 to 70 | 203.2802 | 1.7807 | 239.7452 | 2.1002 | 280.5003 | 2.4572
Electrical Substation | Bulk Supply Point (BSP) | BSP 480 | 132.0002 | 20 to 70 | 203.2803 | 1.7807 | 239.7453 | 2.1002 | 280.5004 | 2.4572
Electrical Substation | Bulk Supply Point (BSP) | BSP 481 | 132.0002 | 20 to 70 | 203.2803 | 1.7807 | 239.7453 | 2.1002 | 280.5004 | 2.4572
Electrical Substation | Bulk Supply Point (BSP) | BSP 482 | 132.0002 | 20 to 70 | 203.2803 | 1.7807 | 239.7453 | 2.1002 | 280.5004 | 2.4572
Electrical Substation | Bulk Supply Point (BSP) | BSP 483 | 132.0002 | 20 to 70 | 203.2803 | 1.7807 | 239.7453 | 2.1002 | 280.5004 | 2.4572
Electrical Substation | Bulk Supply Point (BSP) | BSP 484 | 132.0002 | 20 to 70 | 203.2803 | 1.7807 | 239.7453 | 2.1002 | 280.5004 | 2.4572
Electrical Substation | Primary | Primary 207 | 132.0002 | 20 to 70 | 203.2803 | 1.7807 | 239.7453 | 2.1002 | 280.5004 | 2.4572
Electrical Substation | Primary | Primary 208 | 132.0002 | 20 to 70 | 203.2803 | 1.7807 | 239.7453 | 2.1002 | 280.5004 | 2.4572
Electrical Substation | Primary | Primary 209 | 132.0002 | 20 to 70 | 203.2803 | 1.7807 | 239.7453 | 2.1002 | 280.5004 | 2.4572
Electrical Substation | Primary | Primary 210 | 132.0002 | 20 to 70 | 203.2803 | 1.7807 | 239.7453 | 2.1002 | 280.5004 | 2.4572
Electrical Substation | Bulk Supply Point (BSP) | BSP 309 | 132.6 | 20 to 70 | 204.204 | 1.7888 | 240.8347 | 2.1097 | 281.775 | 2.4683
Electrical Substation | Bulk Supply Point (BSP) | BSP 313 | 132.6 | 20 to 70 | 204.204 | 1.7888 | 240.8347 | 2.1097 | 281.775 | 2.4683
Electrical Substation | Bulk Supply Point (BSP) | BSP 342 | 132.6 | 20 to 70 | 204.204 | 1.7888 | 240.8347 | 2.1097 | 281.775 | 2.4683
Electrical Substation | Bulk Supply Point (BSP) | BSP 442 | 133 | 20 to 70 | 204.82 | 1.7942 | 241.5613 | 2.1161 | 282.625 | 2.4758
Electrical Substation | Primary | Primary 211 | 133.2 | 20 to 70 | 205.128 | 1.7969 | 241.9245 | 2.1193 | 283.05 | 2.4795
Electrical Substation | Bulk Supply Point (BSP) | BSP 443 | 135 | 20 to 70 | 207.9 | 1.8212 | 245.1937 | 2.1479 | 286.875 | 2.513
Electrical Substation | Bulk Supply Point (BSP) | BSP 444 | 135 | 20 to 70 | 207.9 | 1.8212 | 245.1937 | 2.1479 | 286.875 | 2.513
Electrical Substation | Bulk Supply Point (BSP) | BSP 729 | 135 | 20 to 70 | 207.9 | 1.8212 | 245.1937 | 2.1479 | 286.875 | 2.513
Electrical Substation | Bulk Supply Point (BSP) | BSP 730 | 137.18 | 20 to 70 | 211.2572 | 1.8506 | 249.1532 | 2.1826 | 291.5075 | 2.5536
Electrical Substation | Bulk Supply Point (BSP) | BSP 300 | 137.5 | 20 to 70 | 211.75 | 1.8549 | 249.7344 | 2.1877 | 292.1875 | 2.5596
Electrical Substation | Bulk Supply Point (BSP) | BSP 314 | 137.5 | 20 to 70 | 211.75 | 1.8549 | 249.7344 | 2.1877 | 292.1875 | 2.5596
Electrical Substation | Bulk Supply Point (BSP) | BSP 316 | 137.5 | 20 to 70 | 211.75 | 1.8549 | 249.7344 | 2.1877 | 292.1875 | 2.5596
Electrical Substation | Bulk Supply Point (BSP) | BSP 330 | 137.5 | 20 to 70 | 211.75 | 1.8549 | 249.7344 | 2.1877 | 292.1875 | 2.5596
Electrical Substation | Bulk Supply Point (BSP) | BSP 485 | 137.9999 | 20 to 70 | 212.5199 | 1.8617 | 250.6424 | 2.1956 | 293.2499 | 2.5689
Electrical Substation | Bulk Supply Point (BSP) | BSP 486 | 137.9999 | 20 to 70 | 212.5199 | 1.8617 | 250.6424 | 2.1956 | 293.2499 | 2.5689
Electrical Substation | Bulk Supply Point (BSP) | BSP 487 | 137.9999 | 20 to 70 | 212.5199 | 1.8617 | 250.6424 | 2.1956 | 293.2499 | 2.5689
Electrical Substation | Bulk Supply Point (BSP) | BSP 488 | 137.9999 | 20 to 70 | 212.5199 | 1.8617 | 250.6424 | 2.1956 | 293.2499 | 2.5689
Electrical Substation | Bulk Supply Point (BSP) | BSP 489 | 137.9999 | 20 to 70 | 212.5199 | 1.8617 | 250.6424 | 2.1956 | 293.2499 | 2.5689
Electrical Substation | Bulk Supply Point (BSP) | BSP 490 | 137.9999 | 20 to 70 | 212.5199 | 1.8617 | 250.6424 | 2.1956 | 293.2499 | 2.5689
Electrical Substation | Primary | Primary 212 | 137.9999 | 20 to 70 | 212.5199 | 1.8617 | 250.6424 | 2.1956 | 293.2499 | 2.5689
Electrical Substation | Primary | Primary 213 | 137.9999 | 20 to 70 | 212.5199 | 1.8617 | 250.6424 | 2.1956 | 293.2499 | 2.5689
Electrical Substation | Primary | Primary 214 | 137.9999 | 20 to 70 | 212.5199 | 1.8617 | 250.6424 | 2.1956 | 293.2499 | 2.5689
Electrical Substation | Primary | Primary 215 | 137.9999 | 20 to 70 | 212.5199 | 1.8617 | 250.6424 | 2.1956 | 293.2499 | 2.5689
Electrical Substation | Primary | Primary 216 | 137.9999 | 20 to 70 | 212.5199 | 1.8617 | 250.6424 | 2.1956 | 293.2499 | 2.5689
Electrical Substation | Primary | Primary 217 | 137.9999 | 20 to 70 | 212.5199 | 1.8617 | 250.6424 | 2.1956 | 293.2499 | 2.5689
Electrical Substation | Bulk Supply Point (BSP) | BSP 491 | 138 | 20 to 70 | 212.52 | 1.8617 | 250.6425 | 2.1956 | 293.25 | 2.5689
Electrical Substation | Bulk Supply Point (BSP) | BSP 492 | 138 | 20 to 70 | 212.52 | 1.8617 | 250.6425 | 2.1956 | 293.25 | 2.5689
Electrical Substation | Bulk Supply Point (BSP) | BSP 493 | 138 | 20 to 70 | 212.52 | 1.8617 | 250.6425 | 2.1956 | 293.25 | 2.5689
Electrical Substation | Bulk Supply Point (BSP) | BSP 494 | 138 | 20 to 70 | 212.52 | 1.8617 | 250.6425 | 2.1956 | 293.25 | 2.5689
Electrical Substation | Bulk Supply Point (BSP) | BSP 495 | 138 | 20 to 70 | 212.52 | 1.8617 | 250.6425 | 2.1956 | 293.25 | 2.5689
Electrical Substation | Bulk Supply Point (BSP) | BSP 496 | 138 | 20 to 70 | 212.52 | 1.8617 | 250.6425 | 2.1956 | 293.25 | 2.5689
Electrical Substation | Bulk Supply Point (BSP) | BSP 497 | 138 | 20 to 70 | 212.52 | 1.8617 | 250.6425 | 2.1956 | 293.25 | 2.5689
Electrical Substation | Bulk Supply Point (BSP) | BSP 498 | 138 | 20 to 70 | 212.52 | 1.8617 | 250.6425 | 2.1956 | 293.25 | 2.5689
Electrical Substation | Bulk Supply Point (BSP) | BSP 499 | 138 | 20 to 70 | 212.52 | 1.8617 | 250.6425 | 2.1956 | 293.25 | 2.5689
Electrical Substation | Primary | Primary 218 | 138 | 20 to 70 | 212.52 | 1.8617 | 250.6425 | 2.1956 | 293.25 | 2.5689
Electrical Substation | Primary | Primary 219 | 138 | 20 to 70 | 212.52 | 1.8617 | 250.6425 | 2.1956 | 293.25 | 2.5689
Electrical Substation | Primary | Primary 220 | 138 | 20 to 70 | 212.52 | 1.8617 | 250.6425 | 2.1956 | 293.25 | 2.5689
Electrical Substation | Primary | Primary 221 | 138 | 20 to 70 | 212.52 | 1.8617 | 250.6425 | 2.1956 | 293.25 | 2.5689
Electrical Substation | Primary | Primary 222 | 138 | 20 to 70 | 212.52 | 1.8617 | 250.6425 | 2.1956 | 293.25 | 2.5689
Electrical Substation | Primary | Primary 223 | 138 | 20 to 70 | 212.52 | 1.8617 | 250.6425 | 2.1956 | 293.25 | 2.5689
Electrical Substation | Primary | Primary 224 | 138 | 20 to 70 | 212.52 | 1.8617 | 250.6425 | 2.1956 | 293.25 | 2.5689
Electrical Substation | Primary | Primary 225 | 138 | 20 to 70 | 212.52 | 1.8617 | 250.6425 | 2.1956 | 293.25 | 2.5689
Electrical Substation | Primary | Primary 226 | 138 | 20 to 70 | 212.52 | 1.8617 | 250.6425 | 2.1956 | 293.25 | 2.5689
Electrical Substation | Primary | Primary 227 | 138.0001 | 20 to 70 | 212.5202 | 1.8617 | 250.6427 | 2.1956 | 293.2503 | 2.5689
Electrical Substation | Primary | Primary 228 | 138.0001 | 20 to 70 | 212.5202 | 1.8617 | 250.6427 | 2.1956 | 293.2503 | 2.5689
Electrical Substation | Primary | Primary 229 | 139.98 | 20 to 70 | 215.5692 | 1.8884 | 254.2387 | 2.2271 | 297.4575 | 2.6057
Electrical Substation | Bulk Supply Point (BSP) | BSP 500 | 139.998 | 20 to 70 | 215.5969 | 1.8886 | 254.2714 | 2.2274 | 297.4958 | 2.6061
Electrical Substation | Primary | Primary 230 | 140 | 20 to 70 | 215.6 | 1.8887 | 254.275 | 2.2274 | 297.5 | 2.6061
Electrical Substation | Primary | Primary 16 | 140 | 20 to 70 | 215.6 | 1.8887 | 254.275 | 2.2274 | 297.5 | 2.6061
Electrical Substation | Primary | Primary 231 | 140 | 20 to 70 | 215.6 | 1.8887 | 254.275 | 2.2274 | 297.5 | 2.6061
Electrical Substation | Primary | Primary 232 | 140 | 20 to 70 | 215.6 | 1.8887 | 254.275 | 2.2274 | 297.5 | 2.6061
Electrical Substation | Bulk Supply Point (BSP) | BSP 322 | 140.13 | 20 to 70 | 215.8002 | 1.8904 | 254.5111 | 2.2295 | 297.7763 | 2.6085
Electrical Substation | Bulk Supply Point (BSP) | BSP 332 | 140.13 | 20 to 70 | 215.8002 | 1.8904 | 254.5111 | 2.2295 | 297.7763 | 2.6085
Electrical Substation | Bulk Supply Point (BSP) | BSP 340 | 140.13 | 20 to 70 | 215.8002 | 1.8904 | 254.5111 | 2.2295 | 297.7763 | 2.6085
Electrical Substation | Bulk Supply Point (BSP) | BSP 346 | 140.13 | 20 to 70 | 215.8002 | 1.8904 | 254.5111 | 2.2295 | 297.7763 | 2.6085
Electrical Substation | Bulk Supply Point (BSP) | BSP 377 | 140.13 | 20 to 70 | 215.8002 | 1.8904 | 254.5111 | 2.2295 | 297.7763 | 2.6085
Electrical Substation | Bulk Supply Point (BSP) | BSP 731 | 141.2 | 20 to 70 | 217.448 | 1.9048 | 256.4545 | 2.2465 | 300.05 | 2.6284
Electrical Substation | Bulk Supply Point (BSP) | BSP 292 | 141.7 | 20 to 70 | 218.218 | 1.9116 | 257.3626 | 2.2545 | 301.1125 | 2.6377
Electrical Substation | Bulk Supply Point (BSP) | BSP 298 | 141.7 | 20 to 70 | 218.218 | 1.9116 | 257.3626 | 2.2545 | 301.1125 | 2.6377
Electrical Substation | Bulk Supply Point (BSP) | BSP 301 | 141.7 | 20 to 70 | 218.218 | 1.9116 | 257.3626 | 2.2545 | 301.1125 | 2.6377
Electrical Substation | Bulk Supply Point (BSP) | BSP 242 | 144 | 20 to 70 | 221.76 | 1.9426 | 261.54 | 2.2911 | 306 | 2.6806
Electrical Substation | Bulk Supply Point (BSP) | BSP 343 | 144.6 | 20 to 70 | 222.684 | 1.9507 | 262.6298 | 2.3006 | 307.275 | 2.6917
Electrical Substation | Bulk Supply Point (BSP) | BSP 364 | 144.6 | 20 to 70 | 222.684 | 1.9507 | 262.6298 | 2.3006 | 307.275 | 2.6917
Electrical Substation | Bulk Supply Point (BSP) | BSP 372 | 144.6 | 20 to 70 | 222.684 | 1.9507 | 262.6298 | 2.3006 | 307.275 | 2.6917
Electrical Substation | Primary | Primary 233 | 145.86 | 20 to 70 | 224.6243 | 1.9677 | 264.9181 | 2.3207 | 309.9524 | 2.7152
Electrical Substation | Bulk Supply Point (BSP) | BSP 212 | 150 | 20 to 70 | 231 | 2.0236 | 272.4375 | 2.3866 | 318.75 | 2.7923
Electrical Substation | Bulk Supply Point (BSP) | BSP 247 | 150 | 20 to 70 | 231 | 2.0236 | 272.4375 | 2.3866 | 318.75 | 2.7923
Electrical Substation | Bulk Supply Point (BSP) | BSP 445 | 150 | 20 to 70 | 231 | 2.0236 | 272.4375 | 2.3866 | 318.75 | 2.7923
Electrical Substation | Bulk Supply Point (BSP) | BSP 501 | 150 | 20 to 70 | 231 | 2.0236 | 272.4375 | 2.3866 | 318.75 | 2.7923
Electrical Substation | Bulk Supply Point (BSP) | BSP 636 | 150 | 20 to 70 | 231 | 2.0236 | 272.4375 | 2.3866 | 318.75 | 2.7923
Electrical Substation | Bulk Supply Point (BSP) | BSP 502 | 150.03 | 20 to 70 | 231.0462 | 2.024 | 272.492 | 2.387 | 318.8138 | 2.7928
Electrical Substation | Primary | Primary 234 | 151.6635 | 20 to 70 | 233.5618 | 2.046 | 275.4589 | 2.413 | 322.285 | 2.8232
Electrical Substation | Primary | Primary 235 | 151.7881 | 20 to 70 | 233.7536 | 2.0477 | 275.6851 | 2.415 | 322.5496 | 2.8255
Electrical Substation | Primary | Primary 236 | 151.8 | 20 to 70 | 233.7721 | 2.0478 | 275.7068 | 2.4152 | 322.5751 | 2.8258
Electrical Substation | Primary | Primary 237 | 151.8 | 20 to 70 | 233.7721 | 2.0478 | 275.7068 | 2.4152 | 322.5751 | 2.8258
Electrical Substation | Bulk Supply Point (BSP) | BSP 284 | 152.2 | 20 to 70 | 234.388 | 2.0532 | 276.4332 | 2.4216 | 323.425 | 2.8332
Electrical Substation | Bulk Supply Point (BSP) | BSP 293 | 152.2 | 20 to 70 | 234.388 | 2.0532 | 276.4332 | 2.4216 | 323.425 | 2.8332
Electrical Substation | Bulk Supply Point (BSP) | BSP 296 | 152.2 | 20 to 70 | 234.388 | 2.0532 | 276.4332 | 2.4216 | 323.425 | 2.8332
Electrical Substation | Bulk Supply Point (BSP) | BSP 303 | 152.2 | 20 to 70 | 234.388 | 2.0532 | 276.4332 | 2.4216 | 323.425 | 2.8332
Electrical Substation | Bulk Supply Point (BSP) | BSP 732 | 153 | 20 to 70 | 235.62 | 2.064 | 277.8863 | 2.4343 | 325.125 | 2.8481
Electrical Substation | Primary | Primary 238 | 153.318 | 20 to 70 | 236.1097 | 2.0683 | 278.4638 | 2.4393 | 325.8008 | 2.854
Electrical Substation | Primary | Primary 239 | 153.318 | 20 to 70 | 236.1097 | 2.0683 | 278.4638 | 2.4393 | 325.8008 | 2.854
Electrical Substation | Primary | Primary 240 | 153.318 | 20 to 70 | 236.1097 | 2.0683 | 278.4638 | 2.4393 | 325.8008 | 2.854
Electrical Substation | Bulk Supply Point (BSP) | BSP 733 | 153.45 | 20 to 70 | 236.313 | 2.0701 | 278.7036 | 2.4414 | 326.0813 | 2.8565
Electrical Substation | Bulk Supply Point (BSP) | BSP 503 | 155.2499 | 20 to 70 | 239.0849 | 2.0944 | 281.9727 | 2.4701 | 329.9061 | 2.89
Electrical Substation | Bulk Supply Point (BSP) | BSP 504 | 155.25 | 20 to 70 | 239.085 | 2.0944 | 281.9728 | 2.4701 | 329.9062 | 2.89
Electrical Substation | Bulk Supply Point (BSP) | BSP 505 | 155.25 | 20 to 70 | 239.085 | 2.0944 | 281.9728 | 2.4701 | 329.9062 | 2.89
Electrical Substation | Bulk Supply Point (BSP) | BSP 734 | 156 | 20 to 70 | 240.24 | 2.1045 | 283.335 | 2.482 | 331.5 | 2.9039
Electrical Substation | Bulk Supply Point (BSP) | BSP 735 | 156 | 20 to 70 | 240.24 | 2.1045 | 283.335 | 2.482 | 331.5 | 2.9039
Electrical Substation | Bulk Supply Point (BSP) | BSP 736 | 156 | 20 to 70 | 240.24 | 2.1045 | 283.335 | 2.482 | 331.5 | 2.9039
Electrical Substation | Bulk Supply Point (BSP) | BSP 737 | 156 | 20 to 70 | 240.24 | 2.1045 | 283.335 | 2.482 | 331.5 | 2.9039
Electrical Substation | Bulk Supply Point (BSP) | BSP 738 | 156 | 20 to 70 | 240.24 | 2.1045 | 283.335 | 2.482 | 331.5 | 2.9039
Electrical Substation | Bulk Supply Point (BSP) | BSP 739 | 156 | 20 to 70 | 240.24 | 2.1045 | 283.335 | 2.482 | 331.5 | 2.9039
Electrical Substation | Bulk Supply Point (BSP) | BSP 740 | 156 | 20 to 70 | 240.24 | 2.1045 | 283.335 | 2.482 | 331.5 | 2.9039
Electrical Substation | Bulk Supply Point (BSP) | BSP 741 | 156 | 20 to 70 | 240.24 | 2.1045 | 283.335 | 2.482 | 331.5 | 2.9039
Electrical Substation | Primary | Primary 298 | 156 | 20 to 70 | 240.24 | 2.1045 | 283.335 | 2.482 | 331.5 | 2.9039
Electrical Substation | Bulk Supply Point (BSP) | BSP 506 | 156.735 | 20 to 70 | 241.3719 | 2.1144 | 284.6699 | 2.4937 | 333.0619 | 2.9176
Electrical Substation | Bulk Supply Point (BSP) | BSP 507 | 159.2307 | 20 to 70 | 245.2153 | 2.1481 | 289.2028 | 2.5334 | 338.3652 | 2.9641
Electrical Substation | Primary | Primary 241 | 160.33 | 20 to 70 | 246.9082 | 2.1629 | 291.1993 | 2.5509 | 340.7012 | 2.9845
Electrical Substation | Primary | Primary 242 | 160.4461 | 20 to 70 | 247.0869 | 2.1645 | 291.4101 | 2.5528 | 340.9479 | 2.9867
Electrical Substation | Bulk Supply Point (BSP) | BSP 446 | 165 | 20 to 70 | 254.1 | 2.2259 | 299.6812 | 2.6252 | 350.625 | 3.0715
Electrical Substation | Bulk Supply Point (BSP) | BSP 447 | 165 | 20 to 70 | 254.1 | 2.2259 | 299.6812 | 2.6252 | 350.625 | 3.0715
Electrical Substation | Bulk Supply Point (BSP) | BSP 508 | 166.75 | 20 to 70 | 256.795 | 2.2495 | 302.8597 | 2.6531 | 354.3438 | 3.1041
Electrical Substation | Bulk Supply Point (BSP) | BSP 315 | 168 | 20 to 70 | 258.72 | 2.2664 | 305.13 | 2.6729 | 357 | 3.1273
Electrical Substation | Bulk Supply Point (BSP) | BSP 317 | 168 | 20 to 70 | 258.72 | 2.2664 | 305.13 | 2.6729 | 357 | 3.1273
Electrical Substation | Bulk Supply Point (BSP) | BSP 355 | 168 | 20 to 70 | 258.72 | 2.2664 | 305.13 | 2.6729 | 357 | 3.1273
Electrical Substation | Bulk Supply Point (BSP) | BSP 373 | 168 | 20 to 70 | 258.72 | 2.2664 | 305.13 | 2.6729 | 357 | 3.1273
Electrical Substation | Primary | Primary 243 | 170 | 20 to 70 | 261.8 | 2.2934 | 308.7625 | 2.7048 | 361.25 | 3.1646
Electrical Substation | Primary | Primary 244 | 170 | 20 to 70 | 261.8 | 2.2934 | 308.7625 | 2.7048 | 361.25 | 3.1646
Electrical Substation | Primary | Primary 245 | 170 | 20 to 70 | 261.8 | 2.2934 | 308.7625 | 2.7048 | 361.25 | 3.1646
Electrical Substation | Bulk Supply Point (BSP) | BSP 509 | 172.4999 | 20 to 70 | 265.6499 | 2.3271 | 313.303 | 2.7445 | 366.5623 | 3.2111
Electrical Substation | Bulk Supply Point (BSP) | BSP 510 | 172.5 | 20 to 70 | 265.65 | 2.3271 | 313.3031 | 2.7445 | 366.5624 | 3.2111
Electrical Substation | Bulk Supply Point (BSP) | BSP 511 | 172.5 | 20 to 70 | 265.65 | 2.3271 | 313.3031 | 2.7445 | 366.5625 | 3.2111
Electrical Substation | Bulk Supply Point (BSP) | BSP 512 | 172.5 | 20 to 70 | 265.65 | 2.3271 | 313.3031 | 2.7445 | 366.5625 | 3.2111
Electrical Substation | Bulk Supply Point (BSP) | BSP 204 | 180 | 20 to 70 | 277.2 | 2.4283 | 326.925 | 2.8639 | 382.5 | 3.3507
Electrical Substation | Bulk Supply Point (BSP) | BSP 214 | 180 | 20 to 70 | 277.2 | 2.4283 | 326.925 | 2.8639 | 382.5 | 3.3507
Electrical Substation | Bulk Supply Point (BSP) | BSP 221 | 180 | 20 to 70 | 277.2 | 2.4283 | 326.925 | 2.8639 | 382.5 | 3.3507
Electrical Substation | Bulk Supply Point (BSP) | BSP 270 | 180 | 20 to 70 | 277.2 | 2.4283 | 326.925 | 2.8639 | 382.5 | 3.3507
Electrical Substation | Bulk Supply Point (BSP) | BSP 448 | 180 | 20 to 70 | 277.2 | 2.4283 | 326.925 | 2.8639 | 382.5 | 3.3507
Electrical Substation | Bulk Supply Point (BSP) | BSP 449 | 180 | 20 to 70 | 277.2 | 2.4283 | 326.925 | 2.8639 | 382.5 | 3.3507
Electrical Substation | Bulk Supply Point (BSP) | BSP 450 | 180 | 20 to 70 | 277.2 | 2.4283 | 326.925 | 2.8639 | 382.5 | 3.3507
Electrical Substation | Bulk Supply Point (BSP) | BSP 451 | 180 | 20 to 70 | 277.2 | 2.4283 | 326.925 | 2.8639 | 382.5 | 3.3507
Electrical Substation | Bulk Supply Point (BSP) | BSP 452 | 180 | 20 to 70 | 277.2 | 2.4283 | 326.925 | 2.8639 | 382.5 | 3.3507
Electrical Substation | Grid Supply Point (GSP) | GSP 248 | 180 | 20 to 70 | 277.2 | 2.4283 | 326.925 | 2.8639 | 382.5 | 3.3507
Electrical Substation | Grid Supply Point (GSP) | GSP 256 | 180 | 20 to 70 | 277.2 | 2.4283 | 326.925 | 2.8639 | 382.5 | 3.3507
Electrical Substation | Bulk Supply Point (BSP) | BSP 453 | 182 | 20 to 70 | 280.28 | 2.4553 | 330.5575 | 2.8957 | 386.75 | 3.3879
Electrical Substation | Primary | Primary 246 | 186.813 | 20 to 70 | 287.692 | 2.5202 | 339.2991 | 2.9723 | 396.9776 | 3.4775
Electrical Substation | Bulk Supply Point (BSP) | BSP 513 | 188.0099 | 20 to 70 | 289.5353 | 2.5363 | 341.4731 | 2.9913 | 399.5211 | 3.4998
Electrical Substation | Bulk Supply Point (BSP) | BSP 514 | 190.77 | 20 to 70 | 293.7858 | 2.5736 | 346.486 | 3.0352 | 405.3863 | 3.5512
Electrical Substation | Bulk Supply Point (BSP) | BSP 294 | 192.1 | 20 to 70 | 295.834 | 2.5915 | 348.9016 | 3.0564 | 408.2125 | 3.5759
Electrical Substation | Bulk Supply Point (BSP) | BSP 297 | 192.1 | 20 to 70 | 295.834 | 2.5915 | 348.9016 | 3.0564 | 408.2125 | 3.5759
Electrical Substation | Bulk Supply Point (BSP) | BSP 302 | 192.1 | 20 to 70 | 295.834 | 2.5915 | 348.9016 | 3.0564 | 408.2125 | 3.5759
Electrical Substation | Bulk Supply Point (BSP) | BSP 348 | 192.1 | 20 to 70 | 295.834 | 2.5915 | 348.9016 | 3.0564 | 408.2125 | 3.5759
Electrical Substation | Bulk Supply Point (BSP) | BSP 374 | 192.1 | 20 to 70 | 295.834 | 2.5915 | 348.9016 | 3.0564 | 408.2125 | 3.5759
Electrical Substation | Primary | Primary 247 | 193.7388 | 20 to 70 | 298.3578 | 2.6136 | 351.8781 | 3.0825 | 411.695 | 3.6064
Electrical Substation | Bulk Supply Point (BSP) | BSP 515 | 198.0003 | 20 to 70 | 304.9204 | 2.6711 | 359.618 | 3.1503 | 420.7506 | 3.6858
Electrical Substation | Bulk Supply Point (BSP) | BSP 516 | 198.0003 | 20 to 70 | 304.9204 | 2.6711 | 359.618 | 3.1503 | 420.7506 | 3.6858
Electrical Substation | Bulk Supply Point (BSP) | BSP 517 | 198.0003 | 20 to 70 | 304.9204 | 2.6711 | 359.618 | 3.1503 | 420.7506 | 3.6858
Electrical Substation | Bulk Supply Point (BSP) | BSP 518 | 198.0003 | 20 to 70 | 304.9204 | 2.6711 | 359.618 | 3.1503 | 420.7506 | 3.6858
Electrical Substation | Bulk Supply Point (BSP) | BSP 519 | 198.0003 | 20 to 70 | 304.9204 | 2.6711 | 359.618 | 3.1503 | 420.7506 | 3.6858
Electrical Substation | Bulk Supply Point (BSP) | BSP 520 | 198.0003 | 20 to 70 | 304.9204 | 2.6711 | 359.618 | 3.1503 | 420.7506 | 3.6858
Electrical Substation | Bulk Supply Point (BSP) | BSP 521 | 198.0003 | 20 to 70 | 304.9204 | 2.6711 | 359.618 | 3.1503 | 420.7506 | 3.6858
Electrical Substation | Bulk Supply Point (BSP) | BSP 522 | 198.0003 | 20 to 70 | 304.9204 | 2.6711 | 359.618 | 3.1503 | 420.7506 | 3.6858
Electrical Substation | Bulk Supply Point (BSP) | BSP 742 | 201 | 20 to 70 | 309.54 | 2.7116 | 365.0662 | 3.198 | 427.125 | 3.7416
Electrical Substation | Bulk Supply Point (BSP) | BSP 523 | 206.9999 | 20 to 70 | 318.7799 | 2.7925 | 375.9636 | 3.2934 | 439.8748 | 3.8533
Electrical Substation | Bulk Supply Point (BSP) | BSP 524 | 206.9999 | 20 to 70 | 318.7799 | 2.7925 | 375.9636 | 3.2934 | 439.8748 | 3.8533
Electrical Substation | Bulk Supply Point (BSP) | BSP 525 | 206.9999 | 20 to 70 | 318.7799 | 2.7925 | 375.9636 | 3.2934 | 439.8748 | 3.8533
Electrical Substation | Bulk Supply Point (BSP) | BSP 526 | 206.9999 | 20 to 70 | 318.7799 | 2.7925 | 375.9636 | 3.2934 | 439.8748 | 3.8533
Electrical Substation | Bulk Supply Point (BSP) | BSP 527 | 206.9999 | 20 to 70 | 318.7799 | 2.7925 | 375.9636 | 3.2934 | 439.8748 | 3.8533
Electrical Substation | Bulk Supply Point (BSP) | BSP 528 | 206.9999 | 20 to 70 | 318.7799 | 2.7925 | 375.9636 | 3.2934 | 439.8748 | 3.8533
Electrical Substation | Bulk Supply Point (BSP) | BSP 529 | 206.9999 | 20 to 70 | 318.7799 | 2.7925 | 375.9636 | 3.2934 | 439.8748 | 3.8533
Electrical Substation | Bulk Supply Point (BSP) | BSP 530 | 206.9999 | 20 to 70 | 318.7799 | 2.7925 | 375.9636 | 3.2934 | 439.8748 | 3.8533
Electrical Substation | Bulk Supply Point (BSP) | BSP 531 | 206.9999 | 20 to 70 | 318.7799 | 2.7925 | 375.9636 | 3.2934 | 439.8748 | 3.8533
Electrical Substation | Bulk Supply Point (BSP) | BSP 532 | 206.9999 | 20 to 70 | 318.7799 | 2.7925 | 375.9636 | 3.2934 | 439.8748 | 3.8533
Electrical Substation | Bulk Supply Point (BSP) | BSP 533 | 206.9999 | 20 to 70 | 318.7799 | 2.7925 | 375.9636 | 3.2934 | 439.8748 | 3.8533
Electrical Substation | Bulk Supply Point (BSP) | BSP 534 | 206.9999 | 20 to 70 | 318.7799 | 2.7925 | 375.9636 | 3.2934 | 439.8748 | 3.8533
Electrical Substation | Bulk Supply Point (BSP) | BSP 535 | 206.9999 | 20 to 70 | 318.7799 | 2.7925 | 375.9636 | 3.2934 | 439.8748 | 3.8533
Electrical Substation | Bulk Supply Point (BSP) | BSP 536 | 206.9999 | 20 to 70 | 318.7799 | 2.7925 | 375.9636 | 3.2934 | 439.8748 | 3.8533
Electrical Substation | Bulk Supply Point (BSP) | BSP 537 | 206.9999 | 20 to 70 | 318.7799 | 2.7925 | 375.9636 | 3.2934 | 439.8748 | 3.8533
Electrical Substation | Bulk Supply Point (BSP) | BSP 538 | 206.9999 | 20 to 70 | 318.7799 | 2.7925 | 375.9636 | 3.2934 | 439.8748 | 3.8533
Electrical Substation | Bulk Supply Point (BSP) | BSP 539 | 206.9999 | 20 to 70 | 318.7799 | 2.7925 | 375.9636 | 3.2934 | 439.8748 | 3.8533
Electrical Substation | Bulk Supply Point (BSP) | BSP 540 | 206.9999 | 20 to 70 | 318.7799 | 2.7925 | 375.9636 | 3.2934 | 439.8748 | 3.8533
Electrical Substation | Bulk Supply Point (BSP) | BSP 541 | 206.9999 | 20 to 70 | 318.7799 | 2.7925 | 375.9636 | 3.2934 | 439.8748 | 3.8533
Electrical Substation | Bulk Supply Point (BSP) | BSP 542 | 206.9999 | 20 to 70 | 318.7799 | 2.7925 | 375.9636 | 3.2934 | 439.8748 | 3.8533
Electrical Substation | Bulk Supply Point (BSP) | BSP 543 | 206.9999 | 20 to 70 | 318.7799 | 2.7925 | 375.9636 | 3.2934 | 439.8748 | 3.8533
Electrical Substation | Bulk Supply Point (BSP) | BSP 544 | 206.9999 | 20 to 70 | 318.7799 | 2.7925 | 375.9636 | 3.2934 | 439.8748 | 3.8533
Electrical Substation | Bulk Supply Point (BSP) | BSP 545 | 206.9999 | 20 to 70 | 318.7799 | 2.7925 | 375.9636 | 3.2934 | 439.8748 | 3.8533
Electrical Substation | Bulk Supply Point (BSP) | BSP 546 | 206.9999 | 20 to 70 | 318.7799 | 2.7925 | 375.9636 | 3.2934 | 439.8748 | 3.8533
Electrical Substation | Bulk Supply Point (BSP) | BSP 547 | 206.9999 | 20 to 70 | 318.7799 | 2.7925 | 375.9636 | 3.2934 | 439.8748 | 3.8533
Electrical Substation | Bulk Supply Point (BSP) | BSP 548 | 206.9999 | 20 to 70 | 318.7799 | 2.7925 | 375.9636 | 3.2934 | 439.8748 | 3.8533
Electrical Substation | Bulk Supply Point (BSP) | BSP 549 | 206.9999 | 20 to 70 | 318.7799 | 2.7925 | 375.9636 | 3.2934 | 439.8748 | 3.8533
Electrical Substation | Bulk Supply Point (BSP) | BSP 550 | 206.9999 | 20 to 70 | 318.7799 | 2.7925 | 375.9636 | 3.2934 | 439.8748 | 3.8533
Electrical Substation | Bulk Supply Point (BSP) | BSP 551 | 206.9999 | 20 to 70 | 318.7799 | 2.7925 | 375.9636 | 3.2934 | 439.8748 | 3.8533
Electrical Substation | Bulk Supply Point (BSP) | BSP 552 | 206.9999 | 20 to 70 | 318.7799 | 2.7925 | 375.9636 | 3.2934 | 439.8748 | 3.8533
Electrical Substation | Bulk Supply Point (BSP) | BSP 553 | 206.9999 | 20 to 70 | 318.7799 | 2.7925 | 375.9636 | 3.2934 | 439.8748 | 3.8533
Electrical Substation | Bulk Supply Point (BSP) | BSP 554 | 206.9999 | 20 to 70 | 318.7799 | 2.7925 | 375.9636 | 3.2934 | 439.8748 | 3.8533
Electrical Substation | Bulk Supply Point (BSP) | BSP 555 | 206.9999 | 20 to 70 | 318.7799 | 2.7925 | 375.9636 | 3.2934 | 439.8748 | 3.8533
Electrical Substation | Bulk Supply Point (BSP) | BSP 556 | 206.9999 | 20 to 70 | 318.7799 | 2.7925 | 375.9636 | 3.2934 | 439.8748 | 3.8533
Electrical Substation | Bulk Supply Point (BSP) | BSP 557 | 206.9999 | 20 to 70 | 318.7799 | 2.7925 | 375.9636 | 3.2934 | 439.8748 | 3.8533
Electrical Substation | Bulk Supply Point (BSP) | BSP 558 | 206.9999 | 20 to 70 | 318.7799 | 2.7925 | 375.9636 | 3.2934 | 439.8748 | 3.8533
Electrical Substation | Bulk Supply Point (BSP) | BSP 559 | 206.9999 | 20 to 70 | 318.7799 | 2.7925 | 375.9636 | 3.2934 | 439.8748 | 3.8533
Electrical Substation | Bulk Supply Point (BSP) | BSP 560 | 207 | 20 to 70 | 318.78 | 2.7925 | 375.9638 | 3.2934 | 439.875 | 3.8533
Electrical Substation | Bulk Supply Point (BSP) | BSP 561 | 207 | 20 to 70 | 318.78 | 2.7925 | 375.9638 | 3.2934 | 439.875 | 3.8533
Electrical Substation | Bulk Supply Point (BSP) | BSP 562 | 207 | 20 to 70 | 318.78 | 2.7925 | 375.9638 | 3.2934 | 439.875 | 3.8533
Electrical Substation | Bulk Supply Point (BSP) | BSP 563 | 207 | 20 to 70 | 318.78 | 2.7925 | 375.9638 | 3.2934 | 439.875 | 3.8533
Electrical Substation | Bulk Supply Point (BSP) | BSP 564 | 207 | 20 to 70 | 318.78 | 2.7925 | 375.9638 | 3.2934 | 439.875 | 3.8533
Electrical Substation | Bulk Supply Point (BSP) | BSP 565 | 207 | 20 to 70 | 318.78 | 2.7925 | 375.9638 | 3.2934 | 439.875 | 3.8533
Electrical Substation | Bulk Supply Point (BSP) | BSP 566 | 207 | 20 to 70 | 318.78 | 2.7925 | 375.9638 | 3.2934 | 439.875 | 3.8533
Electrical Substation | Bulk Supply Point (BSP) | BSP 567 | 207 | 20 to 70 | 318.78 | 2.7925 | 375.9638 | 3.2934 | 439.875 | 3.8533
Electrical Substation | Bulk Supply Point (BSP) | BSP 568 | 207 | 20 to 70 | 318.78 | 2.7925 | 375.9638 | 3.2934 | 439.875 | 3.8533
Electrical Substation | Bulk Supply Point (BSP) | BSP 569 | 207 | 20 to 70 | 318.78 | 2.7925 | 375.9638 | 3.2934 | 439.875 | 3.8533
Electrical Substation | Bulk Supply Point (BSP) | BSP 570 | 207 | 20 to 70 | 318.78 | 2.7925 | 375.9638 | 3.2934 | 439.875 | 3.8533
Electrical Substation | Bulk Supply Point (BSP) | BSP 571 | 207 | 20 to 70 | 318.78 | 2.7925 | 375.9638 | 3.2934 | 439.875 | 3.8533
Electrical Substation | Bulk Supply Point (BSP) | BSP 572 | 207 | 20 to 70 | 318.78 | 2.7925 | 375.9638 | 3.2934 | 439.875 | 3.8533
Electrical Substation | Bulk Supply Point (BSP) | BSP 573 | 207 | 20 to 70 | 318.78 | 2.7925 | 375.9638 | 3.2934 | 439.875 | 3.8533
Electrical Substation | Bulk Supply Point (BSP) | BSP 574 | 207 | 20 to 70 | 318.78 | 2.7925 | 375.9638 | 3.2934 | 439.875 | 3.8533
Electrical Substation | Bulk Supply Point (BSP) | BSP 575 | 207 | 20 to 70 | 318.78 | 2.7925 | 375.9638 | 3.2934 | 439.875 | 3.8533
Electrical Substation | Bulk Supply Point (BSP) | BSP 576 | 207 | 20 to 70 | 318.78 | 2.7925 | 375.9638 | 3.2934 | 439.875 | 3.8533
Electrical Substation | Bulk Supply Point (BSP) | BSP 577 | 207 | 20 to 70 | 318.78 | 2.7925 | 375.9638 | 3.2934 | 439.875 | 3.8533
Electrical Substation | Bulk Supply Point (BSP) | BSP 578 | 207 | 20 to 70 | 318.78 | 2.7925 | 375.9638 | 3.2934 | 439.875 | 3.8533
Electrical Substation | Bulk Supply Point (BSP) | BSP 579 | 207 | 20 to 70 | 318.78 | 2.7925 | 375.9638 | 3.2934 | 439.875 | 3.8533
Electrical Substation | Bulk Supply Point (BSP) | BSP 580 | 207 | 20 to 70 | 318.78 | 2.7925 | 375.9638 | 3.2934 | 439.875 | 3.8533
Electrical Substation | Bulk Supply Point (BSP) | BSP 581 | 207 | 20 to 70 | 318.78 | 2.7925 | 375.9638 | 3.2934 | 439.875 | 3.8533
Electrical Substation | Bulk Supply Point (BSP) | BSP 582 | 207 | 20 to 70 | 318.78 | 2.7925 | 375.9638 | 3.2934 | 439.875 | 3.8533
Electrical Substation | Bulk Supply Point (BSP) | BSP 583 | 207 | 20 to 70 | 318.78 | 2.7925 | 375.9638 | 3.2934 | 439.875 | 3.8533
Electrical Substation | Bulk Supply Point (BSP) | BSP 584 | 207 | 20 to 70 | 318.78 | 2.7925 | 375.9638 | 3.2934 | 439.875 | 3.8533
Electrical Substation | Bulk Supply Point (BSP) | BSP 585 | 207 | 20 to 70 | 318.78 | 2.7925 | 375.9638 | 3.2934 | 439.875 | 3.8533
Electrical Substation | Bulk Supply Point (BSP) | BSP 586 | 207 | 20 to 70 | 318.78 | 2.7925 | 375.9638 | 3.2934 | 439.875 | 3.8533
Electrical Substation | Bulk Supply Point (BSP) | BSP 587 | 207 | 20 to 70 | 318.78 | 2.7925 | 375.9638 | 3.2934 | 439.875 | 3.8533
Electrical Substation | Bulk Supply Point (BSP) | BSP 588 | 207 | 20 to 70 | 318.78 | 2.7925 | 375.9638 | 3.2934 | 439.875 | 3.8533
Electrical Substation | Bulk Supply Point (BSP) | BSP 589 | 207 | 20 to 70 | 318.78 | 2.7925 | 375.9638 | 3.2934 | 439.875 | 3.8533
Electrical Substation | Bulk Supply Point (BSP) | BSP 590 | 207 | 20 to 70 | 318.78 | 2.7925 | 375.9638 | 3.2934 | 439.875 | 3.8533
Electrical Substation | Primary | Primary 248 | 207 | 20 to 70 | 318.78 | 2.7925 | 375.9638 | 3.2934 | 439.875 | 3.8533
Electrical Substation | Primary | Primary 249 | 207 | 20 to 70 | 318.78 | 2.7925 | 375.9638 | 3.2934 | 439.875 | 3.8533
Electrical Substation | Bulk Supply Point (BSP) | BSP 591 | 207.225 | 20 to 70 | 319.1265 | 2.7955 | 376.3724 | 3.297 | 440.3531 | 3.8575
Electrical Substation | Bulk Supply Point (BSP) | BSP 592 | 209.7 | 20 to 70 | 322.938 | 2.8289 | 380.8676 | 3.3364 | 445.6125 | 3.9036
Electrical Substation | Bulk Supply Point (BSP) | BSP 593 | 209.97 | 20 to 70 | 323.3538 | 2.8326 | 381.358 | 3.3407 | 446.1863 | 3.9086
Electrical Substation | Bulk Supply Point (BSP) | BSP 594 | 209.97 | 20 to 70 | 323.3538 | 2.8326 | 381.358 | 3.3407 | 446.1863 | 3.9086
Electrical Substation | Bulk Supply Point (BSP) | BSP 595 | 209.997 | 20 to 70 | 323.3954 | 2.8329 | 381.4071 | 3.3411 | 446.2436 | 3.9091
Electrical Substation | Bulk Supply Point (BSP) | BSP 596 | 209.9997 | 20 to 70 | 323.3995 | 2.833 | 381.412 | 3.3412 | 446.2494 | 3.9091
Electrical Substation | Bulk Supply Point (BSP) | BSP 597 | 209.9997 | 20 to 70 | 323.3995 | 2.833 | 381.412 | 3.3412 | 446.2494 | 3.9091
Electrical Substation | Primary | Primary 250 | 218.7899 | 20 to 70 | 336.9365 | 2.9516 | 397.3772 | 3.481 | 464.9286 | 4.0728
Electrical Substation | Primary | Primary 251 | 218.7899 | 20 to 70 | 336.9365 | 2.9516 | 397.3772 | 3.481 | 464.9286 | 4.0728
Electrical Substation | Primary | Primary 252 | 218.7899 | 20 to 70 | 336.9365 | 2.9516 | 397.3772 | 3.481 | 464.9286 | 4.0728
Electrical Substation | Primary | Primary 253 | 218.7899 | 20 to 70 | 336.9365 | 2.9516 | 397.3772 | 3.481 | 464.9286 | 4.0728
Electrical Substation | Primary | Primary 254 | 218.7899 | 20 to 70 | 336.9365 | 2.9516 | 397.3772 | 3.481 | 464.9286 | 4.0728
Electrical Substation | Primary | Primary 255 | 218.7899 | 20 to 70 | 336.9365 | 2.9516 | 397.3772 | 3.481 | 464.9286 | 4.0728
Electrical Substation | Primary | Primary 256 | 218.7899 | 20 to 70 | 336.9365 | 2.9516 | 397.3772 | 3.481 | 464.9286 | 4.0728
Electrical Substation | Primary | Primary 257 | 218.7899 | 20 to 70 | 336.9365 | 2.9516 | 397.3772 | 3.481 | 464.9286 | 4.0728
Electrical Substation | Primary | Primary 258 | 218.7899 | 20 to 70 | 336.9365 | 2.9516 | 397.3772 | 3.481 | 464.9286 | 4.0728
Electrical Substation | Primary | Primary 259 | 218.7899 | 20 to 70 | 336.9365 | 2.9516 | 397.3772 | 3.481 | 464.9286 | 4.0728
Electrical Substation | Primary | Primary 260 | 218.79 | 20 to 70 | 336.9366 | 2.9516 | 397.3773 | 3.481 | 464.9287 | 4.0728
Electrical Substation | Primary | Primary 261 | 219.96 | 20 to 70 | 338.7384 | 2.9673 | 399.5023 | 3.4996 | 467.415 | 4.0946
Electrical Substation | Bulk Supply Point (BSP) | BSP 598 | 224.25 | 20 to 70 | 345.345 | 3.0252 | 407.2941 | 3.5679 | 476.5313 | 4.1744
Electrical Substation | Bulk Supply Point (BSP) | BSP 743 | 234 | 20 to 70 | 360.36 | 3.1568 | 425.0025 | 3.723 | 497.25 | 4.3559
Electrical Substation | Grid Supply Point (GSP) | GSP 257 | 234 | 20 to 70 | 360.36 | 3.1568 | 425.0025 | 3.723 | 497.25 | 4.3559
Electrical Substation | Bulk Supply Point (BSP) | BSP 599 | 240 | 20 to 70 | 369.6 | 3.2377 | 435.9 | 3.8185 | 510 | 4.4676
Electrical Substation | Grid Supply Point (GSP) | GSP 236 | 240 | 20 to 70 | 369.6 | 3.2377 | 435.9 | 3.8185 | 510 | 4.4676
Electrical Substation | Grid Supply Point (GSP) | GSP 237 | 240 | 20 to 70 | 369.6 | 3.2377 | 435.9 | 3.8185 | 510 | 4.4676
Electrical Substation | Grid Supply Point (GSP) | GSP 238 | 240 | 20 to 70 | 369.6 | 3.2377 | 435.9 | 3.8185 | 510 | 4.4676
Electrical Substation | Grid Supply Point (GSP) | GSP 239 | 240 | 20 to 70 | 369.6 | 3.2377 | 435.9 | 3.8185 | 510 | 4.4676
Electrical Substation | Grid Supply Point (GSP) | GSP 240 | 240 | 20 to 70 | 369.6 | 3.2377 | 435.9 | 3.8185 | 510 | 4.4676
Electrical Substation | Grid Supply Point (GSP) | GSP 241 | 240 | 20 to 70 | 369.6 | 3.2377 | 435.9 | 3.8185 | 510 | 4.4676
Electrical Substation | Grid Supply Point (GSP) | GSP 242 | 240 | 20 to 70 | 369.6 | 3.2377 | 435.9 | 3.8185 | 510 | 4.4676
Electrical Substation | Grid Supply Point (GSP) | GSP 243 | 240 | 20 to 70 | 369.6 | 3.2377 | 435.9 | 3.8185 | 510 | 4.4676
Electrical Substation | Grid Supply Point (GSP) | GSP 244 | 240 | 20 to 70 | 369.6 | 3.2377 | 435.9 | 3.8185 | 510 | 4.4676
Electrical Substation | Grid Supply Point (GSP) | GSP 245 | 240 | 20 to 70 | 369.6 | 3.2377 | 435.9 | 3.8185 | 510 | 4.4676
Electrical Substation | Grid Supply Point (GSP) | GSP 246 | 240 | 20 to 70 | 369.6 | 3.2377 | 435.9 | 3.8185 | 510 | 4.4676
Electrical Substation | Grid Supply Point (GSP) | GSP 247 | 240 | 20 to 70 | 369.6 | 3.2377 | 435.9 | 3.8185 | 510 | 4.4676
Electrical Substation | Grid Supply Point (GSP) | GSP 249 | 240 | 20 to 70 | 369.6 | 3.2377 | 435.9 | 3.8185 | 510 | 4.4676
Electrical Substation | Grid Supply Point (GSP) | GSP 250 | 240 | 20 to 70 | 369.6 | 3.2377 | 435.9 | 3.8185 | 510 | 4.4676
Electrical Substation | Grid Supply Point (GSP) | GSP 251 | 240 | 20 to 70 | 369.6 | 3.2377 | 435.9 | 3.8185 | 510 | 4.4676
Electrical Substation | Grid Supply Point (GSP) | GSP 253 | 240 | 20 to 70 | 369.6 | 3.2377 | 435.9 | 3.8185 | 510 | 4.4676
Electrical Substation | Grid Supply Point (GSP) | GSP 254 | 240 | 20 to 70 | 369.6 | 3.2377 | 435.9 | 3.8185 | 510 | 4.4676
Electrical Substation | Grid Supply Point (GSP) | GSP 258 | 240 | 20 to 70 | 369.6 | 3.2377 | 435.9 | 3.8185 | 510 | 4.4676
Electrical Substation | Grid Supply Point (GSP) | GSP 276 | 240 | 20 to 70 | 369.6 | 3.2377 | 435.9 | 3.8185 | 510 | 4.4676
Electrical Substation | Grid Supply Point (GSP) | GSP 277 | 240 | 20 to 70 | 369.6 | 3.2377 | 435.9 | 3.8185 | 510 | 4.4676
Electrical Substation | Grid Supply Point (GSP) | GSP 278 | 240 | 20 to 70 | 369.6 | 3.2377 | 435.9 | 3.8185 | 510 | 4.4676
Electrical Substation | Grid Supply Point (GSP) | GSP 279 | 240 | 20 to 70 | 369.6 | 3.2377 | 435.9 | 3.8185 | 510 | 4.4676
Electrical Substation | Grid Supply Point (GSP) | GSP 280 | 240 | 20 to 70 | 369.6 | 3.2377 | 435.9 | 3.8185 | 510 | 4.4676
Electrical Substation | Grid Supply Point (GSP) | GSP 281 | 240 | 20 to 70 | 369.6 | 3.2377 | 435.9 | 3.8185 | 510 | 4.4676
Electrical Substation | Grid Supply Point (GSP) | GSP 282 | 240 | 20 to 70 | 369.6 | 3.2377 | 435.9 | 3.8185 | 510 | 4.4676
Electrical Substation | Grid Supply Point (GSP) | GSP 283 | 240 | 20 to 70 | 369.6 | 3.2377 | 435.9 | 3.8185 | 510 | 4.4676
Electrical Substation | Grid Supply Point (GSP) | GSP 284 | 240 | 20 to 70 | 369.6 | 3.2377 | 435.9 | 3.8185 | 510 | 4.4676
Electrical Substation | Grid Supply Point (GSP) | GSP 285 | 240 | 20 to 70 | 369.6 | 3.2377 | 435.9 | 3.8185 | 510 | 4.4676
Electrical Substation | Grid Supply Point (GSP) | GSP 286 | 240 | 20 to 70 | 369.6 | 3.2377 | 435.9 | 3.8185 | 510 | 4.4676
Electrical Substation | Grid Supply Point (GSP) | GSP 287 | 240 | 20 to 70 | 369.6 | 3.2377 | 435.9 | 3.8185 | 510 | 4.4676
Electrical Substation | Grid Supply Point (GSP) | GSP 288 | 240 | 20 to 70 | 369.6 | 3.2377 | 435.9 | 3.8185 | 510 | 4.4676
Electrical Substation | Grid Supply Point (GSP) | GSP 289 | 240 | 20 to 70 | 369.6 | 3.2377 | 435.9 | 3.8185 | 510 | 4.4676
Electrical Substation | Grid Supply Point (GSP) | GSP 290 | 240 | 20 to 70 | 369.6 | 3.2377 | 435.9 | 3.8185 | 510 | 4.4676
Electrical Substation | Grid Supply Point (GSP) | GSP 291 | 240 | 20 to 70 | 369.6 | 3.2377 | 435.9 | 3.8185 | 510 | 4.4676
Electrical Substation | Grid Supply Point (GSP) | GSP 292 | 240 | 20 to 70 | 369.6 | 3.2377 | 435.9 | 3.8185 | 510 | 4.4676
Electrical Substation | Grid Supply Point (GSP) | GSP 293 | 240 | 20 to 70 | 369.6 | 3.2377 | 435.9 | 3.8185 | 510 | 4.4676
Electrical Substation | Primary | Primary 262 | 240 | 20 to 70 | 369.6 | 3.2377 | 435.9 | 3.8185 | 510 | 4.4676
Electrical Substation | Primary | Primary 263 | 240.6691 | 20 to 70 | 370.6304 | 3.2467 | 437.1152 | 3.8291 | 511.4218 | 4.4801
Electrical Substation | Bulk Supply Point (BSP) | BSP 600 | 241.5 | 20 to 70 | 371.91 | 3.2579 | 438.6244 | 3.8423 | 513.1875 | 4.4955
Electrical Substation | Bulk Supply Point (BSP) | BSP 601 | 241.5 | 20 to 70 | 371.91 | 3.2579 | 438.6244 | 3.8423 | 513.1875 | 4.4955
Electrical Substation | Bulk Supply Point (BSP) | BSP 602 | 241.5 | 20 to 70 | 371.91 | 3.2579 | 438.6244 | 3.8423 | 513.1875 | 4.4955
Electrical Substation | Grid Supply Point (GSP) | GSP 259 | 252 | 20 to 70 | 388.08 | 3.3996 | 457.695 | 4.0094 | 535.5 | 4.691
Electrical Substation | Bulk Supply Point (BSP) | BSP 603 | 253.4852 | 20 to 70 | 390.3672 | 3.4196 | 460.3925 | 4.033 | 538.6561 | 4.7186
Electrical Substation | Bulk Supply Point (BSP) | BSP 604 | 258.75 | 20 to 70 | 398.475 | 3.4906 | 469.9547 | 4.1168 | 549.8438 | 4.8166
Electrical Substation | Bulk Supply Point (BSP) | BSP 744 | 273 | 20 to 70 | 420.42 | 3.6829 | 495.8363 | 4.3435 | 580.125 | 5.0819
Electrical Substation | Bulk Supply Point (BSP) | BSP 605 | 276 | 20 to 70 | 425.04 | 3.7234 | 501.285 | 4.3913 | 586.5 | 5.1377
Electrical Substation | Bulk Supply Point (BSP) | BSP 606 | 276 | 20 to 70 | 425.04 | 3.7234 | 501.285 | 4.3913 | 586.5 | 5.1377
Electrical Substation | Bulk Supply Point (BSP) | BSP 607 | 276 | 20 to 70 | 425.04 | 3.7234 | 501.285 | 4.3913 | 586.5 | 5.1377
Electrical Substation | Bulk Supply Point (BSP) | BSP 608 | 276 | 20 to 70 | 425.04 | 3.7234 | 501.285 | 4.3913 | 586.5 | 5.1377
Electrical Substation | Grid Supply Point (GSP) | GSP 260 | 288 | 20 to 70 | 443.52 | 3.8852 | 523.08 | 4.5822 | 612 | 5.3611
Electrical Substation | Primary | Primary 264 | 291.7199 | 20 to 70 | 449.2487 | 3.9354 | 529.8363 | 4.6414 | 619.9048 | 5.4304
Electrical Substation | Grid Supply Point (GSP) | GSP 261 | 295 | 20 to 70 | 454.3 | 3.9797 | 535.7937 | 4.6936 | 626.875 | 5.4914
Electrical Substation | Grid Supply Point (GSP) | GSP 262 | 295 | 20 to 70 | 454.3 | 3.9797 | 535.7937 | 4.6936 | 626.875 | 5.4914
Electrical Substation | Bulk Supply Point (BSP) | BSP 454 | 300 | 20 to 70 | 462 | 4.0471 | 544.875 | 4.7731 | 637.5 | 5.5845
Electrical Substation | Grid Supply Point (GSP) | GSP 263 | 300 | 20 to 70 | 462 | 4.0471 | 544.875 | 4.7731 | 637.5 | 5.5845
Electrical Substation | Bulk Supply Point (BSP) | BSP 609 | 310.4999 | 20 to 70 | 478.1699 | 4.1888 | 563.9455 | 4.9402 | 659.8123 | 5.78
Electrical Substation | Bulk Supply Point (BSP) | BSP 610 | 310.5 | 20 to 70 | 478.17 | 4.1888 | 563.9456 | 4.9402 | 659.8125 | 5.78
Electrical Substation | Bulk Supply Point (BSP) | BSP 611 | 310.5 | 20 to 70 | 478.17 | 4.1888 | 563.9456 | 4.9402 | 659.8125 | 5.78
Electrical Substation | Bulk Supply Point (BSP) | BSP 612 | 310.5 | 20 to 70 | 478.17 | 4.1888 | 563.9456 | 4.9402 | 659.8125 | 5.78
Electrical Substation | Bulk Supply Point (BSP) | BSP 613 | 310.5 | 20 to 70 | 478.17 | 4.1888 | 563.9456 | 4.9402 | 659.8125 | 5.78
Electrical Substation | Bulk Supply Point (BSP) | BSP 614 | 314.955 | 20 to 70 | 485.0307 | 4.2489 | 572.037 | 5.011 | 669.2794 | 5.8629
Electrical Substation | Primary | Primary 265 | 322.6077 | 20 to 70 | 496.8159 | 4.3521 | 585.9363 | 5.1328 | 685.5414 | 6.0053
Electrical Substation | Bulk Supply Point (BSP) | BSP 745 | 329 | 20 to 70 | 506.66 | 4.4383 | 597.5462 | 5.2345 | 699.125 | 6.1243
Electrical Substation | Grid Supply Point (GSP) | GSP 1 | 341.4738 | 20 to 70 | 525.8696 | 4.6066 | 620.2018 | 5.433 | 725.6318 | 6.3565
Electrical Substation | Grid Supply Point (GSP) | GSP 2 | 341.4738 | 20 to 70 | 525.8696 | 4.6066 | 620.2018 | 5.433 | 725.6318 | 6.3565
Electrical Substation | Grid Supply Point (GSP) | GSP 3 | 341.4738 | 20 to 70 | 525.8696 | 4.6066 | 620.2018 | 5.433 | 725.6318 | 6.3565
Electrical Substation | Grid Supply Point (GSP) | GSP 4 | 341.4738 | 20 to 70 | 525.8696 | 4.6066 | 620.2018 | 5.433 | 725.6318 | 6.3565
Electrical Substation | Grid Supply Point (GSP) | GSP 5 | 341.4738 | 20 to 70 | 525.8696 | 4.6066 | 620.2018 | 5.433 | 725.6318 | 6.3565
Electrical Substation | Grid Supply Point (GSP) | GSP 6 | 341.4738 | 20 to 70 | 525.8696 | 4.6066 | 620.2018 | 5.433 | 725.6318 | 6.3565
Electrical Substation | Grid Supply Point (GSP) | GSP 7 | 341.4738 | 20 to 70 | 525.8696 | 4.6066 | 620.2018 | 5.433 | 725.6318 | 6.3565
Electrical Substation | Grid Supply Point (GSP) | GSP 8 | 341.4738 | 20 to 70 | 525.8696 | 4.6066 | 620.2018 | 5.433 | 725.6318 | 6.3565
Electrical Substation | Grid Supply Point (GSP) | GSP 9 | 341.4738 | 20 to 70 | 525.8696 | 4.6066 | 620.2018 | 5.433 | 725.6318 | 6.3565
Electrical Substation | Grid Supply Point (GSP) | GSP 10 | 341.4738 | 20 to 70 | 525.8696 | 4.6066 | 620.2018 | 5.433 | 725.6318 | 6.3565
Electrical Substation | Grid Supply Point (GSP) | GSP 11 | 341.4738 | 20 to 70 | 525.8696 | 4.6066 | 620.2018 | 5.433 | 725.6318 | 6.3565
Electrical Substation | Grid Supply Point (GSP) | GSP 12 | 341.4738 | 20 to 70 | 525.8696 | 4.6066 | 620.2018 | 5.433 | 725.6318 | 6.3565
Electrical Substation | Grid Supply Point (GSP) | GSP 13 | 341.4738 | 20 to 70 | 525.8696 | 4.6066 | 620.2018 | 5.433 | 725.6318 | 6.3565
Electrical Substation | Grid Supply Point (GSP) | GSP 14 | 341.4738 | 20 to 70 | 525.8696 | 4.6066 | 620.2018 | 5.433 | 725.6318 | 6.3565
Electrical Substation | Grid Supply Point (GSP) | GSP 15 | 341.4738 | 20 to 70 | 525.8696 | 4.6066 | 620.2018 | 5.433 | 725.6318 | 6.3565
Electrical Substation | Grid Supply Point (GSP) | GSP 16 | 341.4738 | 20 to 70 | 525.8696 | 4.6066 | 620.2018 | 5.433 | 725.6318 | 6.3565
Electrical Substation | Grid Supply Point (GSP) | GSP 17 | 341.4738 | 20 to 70 | 525.8696 | 4.6066 | 620.2018 | 5.433 | 725.6318 | 6.3565
Electrical Substation | Grid Supply Point (GSP) | GSP 18 | 341.4738 | 20 to 70 | 525.8696 | 4.6066 | 620.2018 | 5.433 | 725.6318 | 6.3565
Electrical Substation | Grid Supply Point (GSP) | GSP 19 | 341.4738 | 20 to 70 | 525.8696 | 4.6066 | 620.2018 | 5.433 | 725.6318 | 6.3565
Electrical Substation | Grid Supply Point (GSP) | GSP 20 | 341.4738 | 20 to 70 | 525.8696 | 4.6066 | 620.2018 | 5.433 | 725.6318 | 6.3565
Electrical Substation | Grid Supply Point (GSP) | GSP 21 | 341.4738 | 20 to 70 | 525.8696 | 4.6066 | 620.2018 | 5.433 | 725.6318 | 6.3565
Electrical Substation | Grid Supply Point (GSP) | GSP 22 | 341.4738 | 20 to 70 | 525.8696 | 4.6066 | 620.2018 | 5.433 | 725.6318 | 6.3565
Electrical Substation | Grid Supply Point (GSP) | GSP 23 | 341.4738 | 20 to 70 | 525.8696 | 4.6066 | 620.2018 | 5.433 | 725.6318 | 6.3565
Electrical Substation | Grid Supply Point (GSP) | GSP 24 | 341.4738 | 20 to 70 | 525.8696 | 4.6066 | 620.2018 | 5.433 | 725.6318 | 6.3565
Electrical Substation | Grid Supply Point (GSP) | GSP 25 | 341.4738 | 20 to 70 | 525.8696 | 4.6066 | 620.2018 | 5.433 | 725.6318 | 6.3565
Electrical Substation | Grid Supply Point (GSP) | GSP 26 | 341.4738 | 20 to 70 | 525.8696 | 4.6066 | 620.2018 | 5.433 | 725.6318 | 6.3565
Electrical Substation | Grid Supply Point (GSP) | GSP 27 | 341.4738 | 20 to 70 | 525.8696 | 4.6066 | 620.2018 | 5.433 | 725.6318 | 6.3565
Electrical Substation | Grid Supply Point (GSP) | GSP 28 | 341.4738 | 20 to 70 | 525.8696 | 4.6066 | 620.2018 | 5.433 | 725.6318 | 6.3565
Electrical Substation | Grid Supply Point (GSP) | GSP 29 | 341.4738 | 20 to 70 | 525.8696 | 4.6066 | 620.2018 | 5.433 | 725.6318 | 6.3565
Electrical Substation | Grid Supply Point (GSP) | GSP 30 | 341.4738 | 20 to 70 | 525.8696 | 4.6066 | 620.2018 | 5.433 | 725.6318 | 6.3565
Electrical Substation | Grid Supply Point (GSP) | GSP 31 | 341.4738 | 20 to 70 | 525.8696 | 4.6066 | 620.2018 | 5.433 | 725.6318 | 6.3565
Electrical Substation | Grid Supply Point (GSP) | GSP 32 | 341.4738 | 20 to 70 | 525.8696 | 4.6066 | 620.2018 | 5.433 | 725.6318 | 6.3565
Electrical Substation | Grid Supply Point (GSP) | GSP 33 | 341.4738 | 20 to 70 | 525.8696 | 4.6066 | 620.2018 | 5.433 | 725.6318 | 6.3565
Electrical Substation | Grid Supply Point (GSP) | GSP 34 | 341.4738 | 20 to 70 | 525.8696 | 4.6066 | 620.2018 | 5.433 | 725.6318 | 6.3565
Electrical Substation | Grid Supply Point (GSP) | GSP 35 | 341.4738 | 20 to 70 | 525.8696 | 4.6066 | 620.2018 | 5.433 | 725.6318 | 6.3565
Electrical Substation | Grid Supply Point (GSP) | GSP 36 | 341.4738 | 20 to 70 | 525.8696 | 4.6066 | 620.2018 | 5.433 | 725.6318 | 6.3565
Electrical Substation | Grid Supply Point (GSP) | GSP 37 | 341.4738 | 20 to 70 | 525.8696 | 4.6066 | 620.2018 | 5.433 | 725.6318 | 6.3565
Electrical Substation | Grid Supply Point (GSP) | GSP 38 | 341.4738 | 20 to 70 | 525.8696 | 4.6066 | 620.2018 | 5.433 | 725.6318 | 6.3565
Electrical Substation | Grid Supply Point (GSP) | GSP 39 | 341.4738 | 20 to 70 | 525.8696 | 4.6066 | 620.2018 | 5.433 | 725.6318 | 6.3565
Electrical Substation | Grid Supply Point (GSP) | GSP 40 | 341.4738 | 20 to 70 | 525.8696 | 4.6066 | 620.2018 | 5.433 | 725.6318 | 6.3565
Electrical Substation | Grid Supply Point (GSP) | GSP 41 | 341.4738 | 20 to 70 | 525.8696 | 4.6066 | 620.2018 | 5.433 | 725.6318 | 6.3565
Electrical Substation | Grid Supply Point (GSP) | GSP 42 | 341.4738 | 20 to 70 | 525.8696 | 4.6066 | 620.2018 | 5.433 | 725.6318 | 6.3565
Electrical Substation | Grid Supply Point (GSP) | GSP 43 | 341.4738 | 20 to 70 | 525.8696 | 4.6066 | 620.2018 | 5.433 | 725.6318 | 6.3565
Electrical Substation | Grid Supply Point (GSP) | GSP 44 | 341.4738 | 20 to 70 | 525.8696 | 4.6066 | 620.2018 | 5.433 | 725.6318 | 6.3565
Electrical Substation | Grid Supply Point (GSP) | GSP 45 | 341.4738 | 20 to 70 | 525.8696 | 4.6066 | 620.2018 | 5.433 | 725.6318 | 6.3565
Electrical Substation | Grid Supply Point (GSP) | GSP 46 | 341.4738 | 20 to 70 | 525.8696 | 4.6066 | 620.2018 | 5.433 | 725.6318 | 6.3565
Electrical Substation | Grid Supply Point (GSP) | GSP 47 | 341.4738 | 20 to 70 | 525.8696 | 4.6066 | 620.2018 | 5.433 | 725.6318 | 6.3565
Electrical Substation | Grid Supply Point (GSP) | GSP 48 | 341.4738 | 20 to 70 | 525.8696 | 4.6066 | 620.2018 | 5.433 | 725.6318 | 6.3565
Electrical Substation | Grid Supply Point (GSP) | GSP 49 | 341.4738 | 20 to 70 | 525.8696 | 4.6066 | 620.2018 | 5.433 | 725.6318 | 6.3565
Electrical Substation | Grid Supply Point (GSP) | GSP 50 | 341.4738 | 20 to 70 | 525.8696 | 4.6066 | 620.2018 | 5.433 | 725.6318 | 6.3565
Electrical Substation | Grid Supply Point (GSP) | GSP 51 | 341.4738 | 20 to 70 | 525.8696 | 4.6066 | 620.2018 | 5.433 | 725.6318 | 6.3565
Electrical Substation | Grid Supply Point (GSP) | GSP 52 | 341.4738 | 20 to 70 | 525.8696 | 4.6066 | 620.2018 | 5.433 | 725.6318 | 6.3565
Electrical Substation | Grid Supply Point (GSP) | GSP 53 | 341.4738 | 20 to 70 | 525.8696 | 4.6066 | 620.2018 | 5.433 | 725.6318 | 6.3565
Electrical Substation | Grid Supply Point (GSP) | GSP 54 | 341.4738 | 20 to 70 | 525.8696 | 4.6066 | 620.2018 | 5.433 | 725.6318 | 6.3565
Electrical Substation | Grid Supply Point (GSP) | GSP 55 | 341.4738 | 20 to 70 | 525.8696 | 4.6066 | 620.2018 | 5.433 | 725.6318 | 6.3565
Electrical Substation | Grid Supply Point (GSP) | GSP 56 | 341.4738 | 20 to 70 | 525.8696 | 4.6066 | 620.2018 | 5.433 | 725.6318 | 6.3565
Electrical Substation | Grid Supply Point (GSP) | GSP 57 | 341.4738 | 20 to 70 | 525.8696 | 4.6066 | 620.2018 | 5.433 | 725.6318 | 6.3565
Electrical Substation | Grid Supply Point (GSP) | GSP 58 | 341.4738 | 20 to 70 | 525.8696 | 4.6066 | 620.2018 | 5.433 | 725.6318 | 6.3565
Electrical Substation | Grid Supply Point (GSP) | GSP 59 | 341.4738 | 20 to 70 | 525.8696 | 4.6066 | 620.2018 | 5.433 | 725.6318 | 6.3565
Electrical Substation | Grid Supply Point (GSP) | GSP 60 | 341.4738 | 20 to 70 | 525.8696 | 4.6066 | 620.2018 | 5.433 | 725.6318 | 6.3565
Electrical Substation | Grid Supply Point (GSP) | GSP 61 | 341.4738 | 20 to 70 | 525.8696 | 4.6066 | 620.2018 | 5.433 | 725.6318 | 6.3565
Electrical Substation | Grid Supply Point (GSP) | GSP 62 | 341.4738 | 20 to 70 | 525.8696 | 4.6066 | 620.2018 | 5.433 | 725.6318 | 6.3565
Electrical Substation | Grid Supply Point (GSP) | GSP 63 | 341.4738 | 20 to 70 | 525.8696 | 4.6066 | 620.2018 | 5.433 | 725.6318 | 6.3565
Electrical Substation | Grid Supply Point (GSP) | GSP 64 | 341.4738 | 20 to 70 | 525.8696 | 4.6066 | 620.2018 | 5.433 | 725.6318 | 6.3565
Electrical Substation | Grid Supply Point (GSP) | GSP 65 | 341.4738 | 20 to 70 | 525.8696 | 4.6066 | 620.2018 | 5.433 | 725.6318 | 6.3565
Electrical Substation | Grid Supply Point (GSP) | GSP 66 | 341.4738 | 20 to 70 | 525.8696 | 4.6066 | 620.2018 | 5.433 | 725.6318 | 6.3565
Electrical Substation | Grid Supply Point (GSP) | GSP 67 | 341.4738 | 20 to 70 | 525.8696 | 4.6066 | 620.2018 | 5.433 | 725.6318 | 6.3565
Electrical Substation | Grid Supply Point (GSP) | GSP 68 | 341.4738 | 20 to 70 | 525.8696 | 4.6066 | 620.2018 | 5.433 | 725.6318 | 6.3565
Electrical Substation | Grid Supply Point (GSP) | GSP 69 | 341.4738 | 20 to 70 | 525.8696 | 4.6066 | 620.2018 | 5.433 | 725.6318 | 6.3565
Electrical Substation | Grid Supply Point (GSP) | GSP 70 | 341.4738 | 20 to 70 | 525.8696 | 4.6066 | 620.2018 | 5.433 | 725.6318 | 6.3565
Electrical Substation | Grid Supply Point (GSP) | GSP 71 | 341.4738 | 20 to 70 | 525.8696 | 4.6066 | 620.2018 | 5.433 | 725.6318 | 6.3565
Electrical Substation | Grid Supply Point (GSP) | GSP 72 | 341.4738 | 20 to 70 | 525.8696 | 4.6066 | 620.2018 | 5.433 | 725.6318 | 6.3565
Electrical Substation | Grid Supply Point (GSP) | GSP 73 | 341.4738 | 20 to 70 | 525.8696 | 4.6066 | 620.2018 | 5.433 | 725.6318 | 6.3565
Electrical Substation | Grid Supply Point (GSP) | GSP 74 | 341.4738 | 20 to 70 | 525.8696 | 4.6066 | 620.2018 | 5.433 | 725.6318 | 6.3565
Electrical Substation | Grid Supply Point (GSP) | GSP 75 | 341.4738 | 20 to 70 | 525.8696 | 4.6066 | 620.2018 | 5.433 | 725.6318 | 6.3565
Electrical Substation | Grid Supply Point (GSP) | GSP 76 | 341.4738 | 20 to 70 | 525.8696 | 4.6066 | 620.2018 | 5.433 | 725.6318 | 6.3565
Electrical Substation | Grid Supply Point (GSP) | GSP 77 | 341.4738 | 20 to 70 | 525.8696 | 4.6066 | 620.2018 | 5.433 | 725.6318 | 6.3565
Electrical Substation | Grid Supply Point (GSP) | GSP 78 | 341.4738 | 20 to 70 | 525.8696 | 4.6066 | 620.2018 | 5.433 | 725.6318 | 6.3565
Electrical Substation | Grid Supply Point (GSP) | GSP 79 | 341.4738 | 20 to 70 | 525.8696 | 4.6066 | 620.2018 | 5.433 | 725.6318 | 6.3565
Electrical Substation | Grid Supply Point (GSP) | GSP 80 | 341.4738 | 20 to 70 | 525.8696 | 4.6066 | 620.2018 | 5.433 | 725.6318 | 6.3565
Electrical Substation | Grid Supply Point (GSP) | GSP 81 | 341.4738 | 20 to 70 | 525.8696 | 4.6066 | 620.2018 | 5.433 | 725.6318 | 6.3565
Electrical Substation | Grid Supply Point (GSP) | GSP 82 | 341.4738 | 20 to 70 | 525.8696 | 4.6066 | 620.2018 | 5.433 | 725.6318 | 6.3565
Electrical Substation | Grid Supply Point (GSP) | GSP 83 | 341.4738 | 20 to 70 | 525.8696 | 4.6066 | 620.2018 | 5.433 | 725.6318 | 6.3565
Electrical Substation | Grid Supply Point (GSP) | GSP 84 | 341.4738 | 20 to 70 | 525.8696 | 4.6066 | 620.2018 | 5.433 | 725.6318 | 6.3565
Electrical Substation | Grid Supply Point (GSP) | GSP 85 | 341.4738 | 20 to 70 | 525.8696 | 4.6066 | 620.2018 | 5.433 | 725.6318 | 6.3565
Electrical Substation | Grid Supply Point (GSP) | GSP 86 | 341.4738 | 20 to 70 | 525.8696 | 4.6066 | 620.2018 | 5.433 | 725.6318 | 6.3565
Electrical Substation | Grid Supply Point (GSP) | GSP 87 | 341.4738 | 20 to 70 | 525.8696 | 4.6066 | 620.2018 | 5.433 | 725.6318 | 6.3565
Electrical Substation | Grid Supply Point (GSP) | GSP 88 | 341.4738 | 20 to 70 | 525.8696 | 4.6066 | 620.2018 | 5.433 | 725.6318 | 6.3565
Electrical Substation | Grid Supply Point (GSP) | GSP 89 | 341.4738 | 20 to 70 | 525.8696 | 4.6066 | 620.2018 | 5.433 | 725.6318 | 6.3565
Electrical Substation | Grid Supply Point (GSP) | GSP 90 | 341.4738 | 20 to 70 | 525.8696 | 4.6066 | 620.2018 | 5.433 | 725.6318 | 6.3565
Electrical Substation | Grid Supply Point (GSP) | GSP 91 | 341.4738 | 20 to 70 | 525.8696 | 4.6066 | 620.2018 | 5.433 | 725.6318 | 6.3565
Electrical Substation | Grid Supply Point (GSP) | GSP 92 | 341.4738 | 20 to 70 | 525.8696 | 4.6066 | 620.2018 | 5.433 | 725.6318 | 6.3565
Electrical Substation | Grid Supply Point (GSP) | GSP 93 | 341.4738 | 20 to 70 | 525.8696 | 4.6066 | 620.2018 | 5.433 | 725.6318 | 6.3565
Electrical Substation | Grid Supply Point (GSP) | GSP 94 | 341.4738 | 20 to 70 | 525.8696 | 4.6066 | 620.2018 | 5.433 | 725.6318 | 6.3565
Electrical Substation | Grid Supply Point (GSP) | GSP 95 | 341.4738 | 20 to 70 | 525.8696 | 4.6066 | 620.2018 | 5.433 | 725.6318 | 6.3565
Electrical Substation | Grid Supply Point (GSP) | GSP 96 | 341.4738 | 20 to 70 | 525.8696 | 4.6066 | 620.2018 | 5.433 | 725.6318 | 6.3565
Electrical Substation | Grid Supply Point (GSP) | GSP 97 | 341.4738 | 20 to 70 | 525.8696 | 4.6066 | 620.2018 | 5.433 | 725.6318 | 6.3565
Electrical Substation | Grid Supply Point (GSP) | GSP 98 | 341.4738 | 20 to 70 | 525.8696 | 4.6066 | 620.2018 | 5.433 | 725.6318 | 6.3565
Electrical Substation | Grid Supply Point (GSP) | GSP 99 | 341.4738 | 20 to 70 | 525.8696 | 4.6066 | 620.2018 | 5.433 | 725.6318 | 6.3565
Electrical Substation | Grid Supply Point (GSP) | GSP 100 | 341.4738 | 20 to 70 | 525.8696 | 4.6066 | 620.2018 | 5.433 | 725.6318 | 6.3565
Electrical Substation | Grid Supply Point (GSP) | GSP 101 | 341.4738 | 20 to 70 | 525.8696 | 4.6066 | 620.2018 | 5.433 | 725.6318 | 6.3565
Electrical Substation | Grid Supply Point (GSP) | GSP 102 | 341.4738 | 20 to 70 | 525.8696 | 4.6066 | 620.2018 | 5.433 | 725.6318 | 6.3565
Electrical Substation | Grid Supply Point (GSP) | GSP 103 | 341.4738 | 20 to 70 | 525.8696 | 4.6066 | 620.2018 | 5.433 | 725.6318 | 6.3565
Electrical Substation | Grid Supply Point (GSP) | GSP 104 | 341.4738 | 20 to 70 | 525.8696 | 4.6066 | 620.2018 | 5.433 | 725.6318 | 6.3565
Electrical Substation | Grid Supply Point (GSP) | GSP 105 | 341.4738 | 20 to 70 | 525.8696 | 4.6066 | 620.2018 | 5.433 | 725.6318 | 6.3565
Electrical Substation | Grid Supply Point (GSP) | GSP 106 | 341.4738 | 20 to 70 | 525.8696 | 4.6066 | 620.2018 | 5.433 | 725.6318 | 6.3565
Electrical Substation | Grid Supply Point (GSP) | GSP 107 | 341.4738 | 20 to 70 | 525.8696 | 4.6066 | 620.2018 | 5.433 | 725.6318 | 6.3565
Electrical Substation | Grid Supply Point (GSP) | GSP 108 | 341.4738 | 20 to 70 | 525.8696 | 4.6066 | 620.2018 | 5.433 | 725.6318 | 6.3565
Electrical Substation | Grid Supply Point (GSP) | GSP 109 | 341.4738 | 20 to 70 | 525.8696 | 4.6066 | 620.2018 | 5.433 | 725.6318 | 6.3565
Electrical Substation | Grid Supply Point (GSP) | GSP 110 | 341.4738 | 20 to 70 | 525.8696 | 4.6066 | 620.2018 | 5.433 | 725.6318 | 6.3565
Electrical Substation | Grid Supply Point (GSP) | GSP 111 | 341.4738 | 20 to 70 | 525.8696 | 4.6066 | 620.2018 | 5.433 | 725.6318 | 6.3565
Electrical Substation | Grid Supply Point (GSP) | GSP 112 | 341.4738 | 20 to 70 | 525.8696 | 4.6066 | 620.2018 | 5.433 | 725.6318 | 6.3565
Electrical Substation | Grid Supply Point (GSP) | GSP 113 | 341.4738 | 20 to 70 | 525.8696 | 4.6066 | 620.2018 | 5.433 | 725.6318 | 6.3565
Electrical Substation | Grid Supply Point (GSP) | GSP 114 | 341.4738 | 20 to 70 | 525.8696 | 4.6066 | 620.2018 | 5.433 | 725.6318 | 6.3565
Electrical Substation | Grid Supply Point (GSP) | GSP 115 | 341.4738 | 20 to 70 | 525.8696 | 4.6066 | 620.2018 | 5.433 | 725.6318 | 6.3565
Electrical Substation | Grid Supply Point (GSP) | GSP 116 | 341.4738 | 20 to 70 | 525.8696 | 4.6066 | 620.2018 | 5.433 | 725.6318 | 6.3565
Electrical Substation | Grid Supply Point (GSP) | GSP 117 | 341.4738 | 20 to 70 | 525.8696 | 4.6066 | 620.2018 | 5.433 | 725.6318 | 6.3565
Electrical Substation | Grid Supply Point (GSP) | GSP 118 | 341.4738 | 20 to 70 | 525.8696 | 4.6066 | 620.2018 | 5.433 | 725.6318 | 6.3565
Electrical Substation | Grid Supply Point (GSP) | GSP 119 | 341.4738 | 20 to 70 | 525.8696 | 4.6066 | 620.2018 | 5.433 | 725.6318 | 6.3565
Electrical Substation | Grid Supply Point (GSP) | GSP 120 | 341.4738 | 20 to 70 | 525.8696 | 4.6066 | 620.2018 | 5.433 | 725.6318 | 6.3565
Electrical Substation | Grid Supply Point (GSP) | GSP 121 | 341.4738 | 20 to 70 | 525.8696 | 4.6066 | 620.2018 | 5.433 | 725.6318 | 6.3565
Electrical Substation | Grid Supply Point (GSP) | GSP 122 | 341.4738 | 20 to 70 | 525.8696 | 4.6066 | 620.2018 | 5.433 | 725.6318 | 6.3565
Electrical Substation | Grid Supply Point (GSP) | GSP 123 | 341.4738 | 20 to 70 | 525.8696 | 4.6066 | 620.2018 | 5.433 | 725.6318 | 6.3565
Electrical Substation | Grid Supply Point (GSP) | GSP 124 | 341.4738 | 20 to 70 | 525.8696 | 4.6066 | 620.2018 | 5.433 | 725.6318 | 6.3565
Electrical Substation | Grid Supply Point (GSP) | GSP 125 | 341.4738 | 20 to 70 | 525.8696 | 4.6066 | 620.2018 | 5.433 | 725.6318 | 6.3565
Electrical Substation | Grid Supply Point (GSP) | GSP 126 | 341.4738 | 20 to 70 | 525.8696 | 4.6066 | 620.2018 | 5.433 | 725.6318 | 6.3565
Electrical Substation | Grid Supply Point (GSP) | GSP 127 | 341.4738 | 20 to 70 | 525.8696 | 4.6066 | 620.2018 | 5.433 | 725.6318 | 6.3565
Electrical Substation | Grid Supply Point (GSP) | GSP 128 | 341.4738 | 20 to 70 | 525.8696 | 4.6066 | 620.2018 | 5.433 | 725.6318 | 6.3565
Electrical Substation | Grid Supply Point (GSP) | GSP 129 | 341.4738 | 20 to 70 | 525.8696 | 4.6066 | 620.2018 | 5.433 | 725.6318 | 6.3565
Electrical Substation | Grid Supply Point (GSP) | GSP 130 | 341.4738 | 20 to 70 | 525.8696 | 4.6066 | 620.2018 | 5.433 | 725.6318 | 6.3565
Electrical Substation | Grid Supply Point (GSP) | GSP 131 | 341.4738 | 20 to 70 | 525.8696 | 4.6066 | 620.2018 | 5.433 | 725.6318 | 6.3565
Electrical Substation | Grid Supply Point (GSP) | GSP 132 | 341.4738 | 20 to 70 | 525.8696 | 4.6066 | 620.2018 | 5.433 | 725.6318 | 6.3565
Electrical Substation | Grid Supply Point (GSP) | GSP 133 | 341.4738 | 20 to 70 | 525.8696 | 4.6066 | 620.2018 | 5.433 | 725.6318 | 6.3565
Electrical Substation | Grid Supply Point (GSP) | GSP 134 | 341.4738 | 20 to 70 | 525.8696 | 4.6066 | 620.2018 | 5.433 | 725.6318 | 6.3565
Electrical Substation | Grid Supply Point (GSP) | GSP 135 | 341.4738 | 20 to 70 | 525.8696 | 4.6066 | 620.2018 | 5.433 | 725.6318 | 6.3565
Electrical Substation | Grid Supply Point (GSP) | GSP 136 | 341.4738 | 20 to 70 | 525.8696 | 4.6066 | 620.2018 | 5.433 | 725.6318 | 6.3565
Electrical Substation | Grid Supply Point (GSP) | GSP 137 | 341.4738 | 20 to 70 | 525.8696 | 4.6066 | 620.2018 | 5.433 | 725.6318 | 6.3565
Electrical Substation | Grid Supply Point (GSP) | GSP 138 | 341.4738 | 20 to 70 | 525.8696 | 4.6066 | 620.2018 | 5.433 | 725.6318 | 6.3565
Electrical Substation | Grid Supply Point (GSP) | GSP 139 | 341.4738 | 20 to 70 | 525.8696 | 4.6066 | 620.2018 | 5.433 | 725.6318 | 6.3565
Electrical Substation | Grid Supply Point (GSP) | GSP 140 | 341.4738 | 20 to 70 | 525.8696 | 4.6066 | 620.2018 | 5.433 | 725.6318 | 6.3565
Electrical Substation | Grid Supply Point (GSP) | GSP 141 | 341.4738 | 20 to 70 | 525.8696 | 4.6066 | 620.2018 | 5.433 | 725.6318 | 6.3565
Electrical Substation | Grid Supply Point (GSP) | GSP 142 | 341.4738 | 20 to 70 | 525.8696 | 4.6066 | 620.2018 | 5.433 | 725.6318 | 6.3565
Electrical Substation | Grid Supply Point (GSP) | GSP 143 | 341.4738 | 20 to 70 | 525.8696 | 4.6066 | 620.2018 | 5.433 | 725.6318 | 6.3565
Electrical Substation | Grid Supply Point (GSP) | GSP 144 | 341.4738 | 20 to 70 | 525.8696 | 4.6066 | 620.2018 | 5.433 | 725.6318 | 6.3565
Electrical Substation | Grid Supply Point (GSP) | GSP 145 | 341.4738 | 20 to 70 | 525.8696 | 4.6066 | 620.2018 | 5.433 | 725.6318 | 6.3565
Electrical Substation | Grid Supply Point (GSP) | GSP 146 | 341.4738 | 20 to 70 | 525.8696 | 4.6066 | 620.2018 | 5.433 | 725.6318 | 6.3565
Electrical Substation | Grid Supply Point (GSP) | GSP 147 | 341.4738 | 20 to 70 | 525.8696 | 4.6066 | 620.2018 | 5.433 | 725.6318 | 6.3565
Electrical Substation | Grid Supply Point (GSP) | GSP 148 | 341.4738 | 20 to 70 | 525.8696 | 4.6066 | 620.2018 | 5.433 | 725.6318 | 6.3565
Electrical Substation | Grid Supply Point (GSP) | GSP 149 | 341.4738 | 20 to 70 | 525.8696 | 4.6066 | 620.2018 | 5.433 | 725.6318 | 6.3565
Electrical Substation | Grid Supply Point (GSP) | GSP 150 | 341.4738 | 20 to 70 | 525.8696 | 4.6066 | 620.2018 | 5.433 | 725.6318 | 6.3565
Electrical Substation | Grid Supply Point (GSP) | GSP 151 | 341.4738 | 20 to 70 | 525.8696 | 4.6066 | 620.2018 | 5.433 | 725.6318 | 6.3565
Electrical Substation | Grid Supply Point (GSP) | GSP 152 | 341.4738 | 20 to 70 | 525.8696 | 4.6066 | 620.2018 | 5.433 | 725.6318 | 6.3565
Electrical Substation | Grid Supply Point (GSP) | GSP 153 | 341.4738 | 20 to 70 | 525.8696 | 4.6066 | 620.2018 | 5.433 | 725.6318 | 6.3565
Electrical Substation | Grid Supply Point (GSP) | GSP 154 | 341.4738 | 20 to 70 | 525.8696 | 4.6066 | 620.2018 | 5.433 | 725.6318 | 6.3565
Electrical Substation | Grid Supply Point (GSP) | GSP 155 | 341.4738 | 20 to 70 | 525.8696 | 4.6066 | 620.2018 | 5.433 | 725.6318 | 6.3565
Electrical Substation | Grid Supply Point (GSP) | GSP 156 | 341.4738 | 20 to 70 | 525.8696 | 4.6066 | 620.2018 | 5.433 | 725.6318 | 6.3565
Electrical Substation | Grid Supply Point (GSP) | GSP 157 | 341.4738 | 20 to 70 | 525.8696 | 4.6066 | 620.2018 | 5.433 | 725.6318 | 6.3565
Electrical Substation | Grid Supply Point (GSP) | GSP 158 | 341.4738 | 20 to 70 | 525.8696 | 4.6066 | 620.2018 | 5.433 | 725.6318 | 6.3565
Electrical Substation | Grid Supply Point (GSP) | GSP 159 | 341.4738 | 20 to 70 | 525.8696 | 4.6066 | 620.2018 | 5.433 | 725.6318 | 6.3565
Electrical Substation | Grid Supply Point (GSP) | GSP 160 | 341.4738 | 20 to 70 | 525.8696 | 4.6066 | 620.2018 | 5.433 | 725.6318 | 6.3565
Electrical Substation | Grid Supply Point (GSP) | GSP 161 | 341.4738 | 20 to 70 | 525.8696 | 4.6066 | 620.2018 | 5.433 | 725.6318 | 6.3565
Electrical Substation | Grid Supply Point (GSP) | GSP 162 | 341.4738 | 20 to 70 | 525.8696 | 4.6066 | 620.2018 | 5.433 | 725.6318 | 6.3565
Electrical Substation | Grid Supply Point (GSP) | GSP 163 | 341.4738 | 20 to 70 | 525.8696 | 4.6066 | 620.2018 | 5.433 | 725.6318 | 6.3565
Electrical Substation | Grid Supply Point (GSP) | GSP 164 | 341.4738 | 20 to 70 | 525.8696 | 4.6066 | 620.2018 | 5.433 | 725.6318 | 6.3565
Electrical Substation | Grid Supply Point (GSP) | GSP 165 | 341.4738 | 20 to 70 | 525.8696 | 4.6066 | 620.2018 | 5.433 | 725.6318 | 6.3565
Electrical Substation | Grid Supply Point (GSP) | GSP 166 | 341.4738 | 20 to 70 | 525.8696 | 4.6066 | 620.2018 | 5.433 | 725.6318 | 6.3565
Electrical Substation | Grid Supply Point (GSP) | GSP 167 | 341.4738 | 20 to 70 | 525.8696 | 4.6066 | 620.2018 | 5.433 | 725.6318 | 6.3565
Electrical Substation | Grid Supply Point (GSP) | GSP 168 | 341.4738 | 20 to 70 | 525.8696 | 4.6066 | 620.2018 | 5.433 | 725.6318 | 6.3565
Electrical Substation | Grid Supply Point (GSP) | GSP 169 | 341.4738 | 20 to 70 | 525.8696 | 4.6066 | 620.2018 | 5.433 | 725.6318 | 6.3565
Electrical Substation | Grid Supply Point (GSP) | GSP 170 | 341.4738 | 20 to 70 | 525.8696 | 4.6066 | 620.2018 | 5.433 | 725.6318 | 6.3565
Electrical Substation | Grid Supply Point (GSP) | GSP 171 | 341.4738 | 20 to 70 | 525.8696 | 4.6066 | 620.2018 | 5.433 | 725.6318 | 6.3565
Electrical Substation | Grid Supply Point (GSP) | GSP 172 | 341.4738 | 20 to 70 | 525.8696 | 4.6066 | 620.2018 | 5.433 | 725.6318 | 6.3565
Electrical Substation | Grid Supply Point (GSP) | GSP 173 | 341.4738 | 20 to 70 | 525.8696 | 4.6066 | 620.2018 | 5.433 | 725.6318 | 6.3565
Electrical Substation | Grid Supply Point (GSP) | GSP 174 | 341.4738 | 20 to 70 | 525.8696 | 4.6066 | 620.2018 | 5.433 | 725.6318 | 6.3565
Electrical Substation | Grid Supply Point (GSP) | GSP 175 | 341.4738 | 20 to 70 | 525.8696 | 4.6066 | 620.2018 | 5.433 | 725.6318 | 6.3565
Electrical Substation | Grid Supply Point (GSP) | GSP 176 | 341.4738 | 20 to 70 | 525.8696 | 4.6066 | 620.2018 | 5.433 | 725.6318 | 6.3565
Electrical Substation | Grid Supply Point (GSP) | GSP 177 | 341.4738 | 20 to 70 | 525.8696 | 4.6066 | 620.2018 | 5.433 | 725.6318 | 6.3565
Electrical Substation | Grid Supply Point (GSP) | GSP 178 | 341.4738 | 20 to 70 | 525.8696 | 4.6066 | 620.2018 | 5.433 | 725.6318 | 6.3565
Electrical Substation | Grid Supply Point (GSP) | GSP 179 | 341.4738 | 20 to 70 | 525.8696 | 4.6066 | 620.2018 | 5.433 | 725.6318 | 6.3565
Electrical Substation | Grid Supply Point (GSP) | GSP 180 | 341.4738 | 20 to 70 | 525.8696 | 4.6066 | 620.2018 | 5.433 | 725.6318 | 6.3565
Electrical Substation | Grid Supply Point (GSP) | GSP 181 | 341.4738 | 20 to 70 | 525.8696 | 4.6066 | 620.2018 | 5.433 | 725.6318 | 6.3565
Electrical Substation | Grid Supply Point (GSP) | GSP 182 | 341.4738 | 20 to 70 | 525.8696 | 4.6066 | 620.2018 | 5.433 | 725.6318 | 6.3565
Electrical Substation | Grid Supply Point (GSP) | GSP 183 | 341.4738 | 20 to 70 | 525.8696 | 4.6066 | 620.2018 | 5.433 | 725.6318 | 6.3565
Electrical Substation | Grid Supply Point (GSP) | GSP 184 | 341.4738 | 20 to 70 | 525.8696 | 4.6066 | 620.2018 | 5.433 | 725.6318 | 6.3565
Electrical Substation | Grid Supply Point (GSP) | GSP 185 | 341.4738 | 20 to 70 | 525.8696 | 4.6066 | 620.2018 | 5.433 | 725.6318 | 6.3565
Electrical Substation | Grid Supply Point (GSP) | GSP 186 | 341.4738 | 20 to 70 | 525.8696 | 4.6066 | 620.2018 | 5.433 | 725.6318 | 6.3565
Electrical Substation | Grid Supply Point (GSP) | GSP 187 | 341.4738 | 20 to 70 | 525.8696 | 4.6066 | 620.2018 | 5.433 | 725.6318 | 6.3565
Electrical Substation | Grid Supply Point (GSP) | GSP 188 | 341.4738 | 20 to 70 | 525.8696 | 4.6066 | 620.2018 | 5.433 | 725.6318 | 6.3565
Electrical Substation | Grid Supply Point (GSP) | GSP 189 | 341.4738 | 20 to 70 | 525.8696 | 4.6066 | 620.2018 | 5.433 | 725.6318 | 6.3565
Electrical Substation | Grid Supply Point (GSP) | GSP 190 | 341.4738 | 20 to 70 | 525.8696 | 4.6066 | 620.2018 | 5.433 | 725.6318 | 6.3565
Electrical Substation | Grid Supply Point (GSP) | GSP 191 | 341.4738 | 20 to 70 | 525.8696 | 4.6066 | 620.2018 | 5.433 | 725.6318 | 6.3565
Electrical Substation | Grid Supply Point (GSP) | GSP 192 | 341.4738 | 20 to 70 | 525.8696 | 4.6066 | 620.2018 | 5.433 | 725.6318 | 6.3565
Electrical Substation | Grid Supply Point (GSP) | GSP 193 | 341.4738 | 20 to 70 | 525.8696 | 4.6066 | 620.2018 | 5.433 | 725.6318 | 6.3565
Electrical Substation | Grid Supply Point (GSP) | GSP 194 | 341.4738 | 20 to 70 | 525.8696 | 4.6066 | 620.2018 | 5.433 | 725.6318 | 6.3565
Electrical Substation | Grid Supply Point (GSP) | GSP 195 | 341.4738 | 20 to 70 | 525.8696 | 4.6066 | 620.2018 | 5.433 | 725.6318 | 6.3565
Electrical Substation | Grid Supply Point (GSP) | GSP 196 | 341.4738 | 20 to 70 | 525.8696 | 4.6066 | 620.2018 | 5.433 | 725.6318 | 6.3565
Electrical Substation | Grid Supply Point (GSP) | GSP 197 | 341.4738 | 20 to 70 | 525.8696 | 4.6066 | 620.2018 | 5.433 | 725.6318 | 6.3565
Electrical Substation | Grid Supply Point (GSP) | GSP 198 | 341.4738 | 20 to 70 | 525.8696 | 4.6066 | 620.2018 | 5.433 | 725.6318 | 6.3565
Electrical Substation | Grid Supply Point (GSP) | GSP 199 | 341.4738 | 20 to 70 | 525.8696 | 4.6066 | 620.2018 | 5.433 | 725.6318 | 6.3565
Electrical Substation | Grid Supply Point (GSP) | GSP 200 | 341.4738 | 20 to 70 | 525.8696 | 4.6066 | 620.2018 | 5.433 | 725.6318 | 6.3565
Electrical Substation | Grid Supply Point (GSP) | GSP 201 | 341.4738 | 20 to 70 | 525.8696 | 4.6066 | 620.2018 | 5.433 | 725.6318 | 6.3565
Electrical Substation | Grid Supply Point (GSP) | GSP 202 | 341.4738 | 20 to 70 | 525.8696 | 4.6066 | 620.2018 | 5.433 | 725.6318 | 6.3565
Electrical Substation | Grid Supply Point (GSP) | GSP 203 | 341.4738 | 20 to 70 | 525.8696 | 4.6066 | 620.2018 | 5.433 | 725.6318 | 6.3565
Electrical Substation | Grid Supply Point (GSP) | GSP 204 | 341.4738 | 20 to 70 | 525.8696 | 4.6066 | 620.2018 | 5.433 | 725.6318 | 6.3565
Electrical Substation | Grid Supply Point (GSP) | GSP 205 | 341.4738 | 20 to 70 | 525.8696 | 4.6066 | 620.2018 | 5.433 | 725.6318 | 6.3565
Electrical Substation | Grid Supply Point (GSP) | GSP 206 | 341.4738 | 20 to 70 | 525.8696 | 4.6066 | 620.2018 | 5.433 | 725.6318 | 6.3565
Electrical Substation | Grid Supply Point (GSP) | GSP 207 | 341.4738 | 20 to 70 | 525.8696 | 4.6066 | 620.2018 | 5.433 | 725.6318 | 6.3565
Electrical Substation | Grid Supply Point (GSP) | GSP 208 | 341.4738 | 20 to 70 | 525.8696 | 4.6066 | 620.2018 | 5.433 | 725.6318 | 6.3565
Electrical Substation | Grid Supply Point (GSP) | GSP 209 | 341.4738 | 20 to 70 | 525.8696 | 4.6066 | 620.2018 | 5.433 | 725.6318 | 6.3565
Electrical Substation | Grid Supply Point (GSP) | GSP 210 | 341.4738 | 20 to 70 | 525.8696 | 4.6066 | 620.2018 | 5.433 | 725.6318 | 6.3565
Electrical Substation | Grid Supply Point (GSP) | GSP 211 | 341.4738 | 20 to 70 | 525.8696 | 4.6066 | 620.2018 | 5.433 | 725.6318 | 6.3565
Electrical Substation | Grid Supply Point (GSP) | GSP 212 | 341.4738 | 20 to 70 | 525.8696 | 4.6066 | 620.2018 | 5.433 | 725.6318 | 6.3565
Electrical Substation | Grid Supply Point (GSP) | GSP 213 | 341.4738 | 20 to 70 | 525.8696 | 4.6066 | 620.2018 | 5.433 | 725.6318 | 6.3565
Electrical Substation | Grid Supply Point (GSP) | GSP 214 | 341.4738 | 20 to 70 | 525.8696 | 4.6066 | 620.2018 | 5.433 | 725.6318 | 6.3565
Electrical Substation | Grid Supply Point (GSP) | GSP 215 | 341.4738 | 20 to 70 | 525.8696 | 4.6066 | 620.2018 | 5.433 | 725.6318 | 6.3565
Electrical Substation | Grid Supply Point (GSP) | GSP 216 | 341.4738 | 20 to 70 | 525.8696 | 4.6066 | 620.2018 | 5.433 | 725.6318 | 6.3565
Electrical Substation | Grid Supply Point (GSP) | GSP 217 | 341.4738 | 20 to 70 | 525.8696 | 4.6066 | 620.2018 | 5.433 | 725.6318 | 6.3565
Electrical Substation | Grid Supply Point (GSP) | GSP 218 | 341.4738 | 20 to 70 | 525.8696 | 4.6066 | 620.2018 | 5.433 | 725.6318 | 6.3565
Electrical Substation | Grid Supply Point (GSP) | GSP 219 | 341.4738 | 20 to 70 | 525.8696 | 4.6066 | 620.2018 | 5.433 | 725.6318 | 6.3565
Electrical Substation | Grid Supply Point (GSP) | GSP 220 | 341.4738 | 20 to 70 | 525.8696 | 4.6066 | 620.2018 | 5.433 | 725.6318 | 6.3565
Electrical Substation | Grid Supply Point (GSP) | GSP 221 | 341.4738 | 20 to 70 | 525.8696 | 4.6066 | 620.2018 | 5.433 | 725.6318 | 6.3565
Electrical Substation | Grid Supply Point (GSP) | GSP 222 | 341.4738 | 20 to 70 | 525.8696 | 4.6066 | 620.2018 | 5.433 | 725.6318 | 6.3565
Electrical Substation | Grid Supply Point (GSP) | GSP 223 | 341.4738 | 20 to 70 | 525.8696 | 4.6066 | 620.2018 | 5.433 | 725.6318 | 6.3565
Electrical Substation | Grid Supply Point (GSP) | GSP 224 | 341.4738 | 20 to 70 | 525.8696 | 4.6066 | 620.2018 | 5.433 | 725.6318 | 6.3565
Electrical Substation | Grid Supply Point (GSP) | GSP 225 | 341.4738 | 20 to 70 | 525.8696 | 4.6066 | 620.2018 | 5.433 | 725.6318 | 6.3565
Electrical Substation | Grid Supply Point (GSP) | GSP 226 | 341.4738 | 20 to 70 | 525.8696 | 4.6066 | 620.2018 | 5.433 | 725.6318 | 6.3565
Electrical Substation | Grid Supply Point (GSP) | GSP 227 | 341.4738 | 20 to 70 | 525.8696 | 4.6066 | 620.2018 | 5.433 | 725.6318 | 6.3565
Electrical Substation | Grid Supply Point (GSP) | GSP 228 | 341.4738 | 20 to 70 | 525.8696 | 4.6066 | 620.2018 | 5.433 | 725.6318 | 6.3565
Electrical Substation | Grid Supply Point (GSP) | GSP 229 | 341.4738 | 20 to 70 | 525.8696 | 4.6066 | 620.2018 | 5.433 | 725.6318 | 6.3565
Electrical Substation | Grid Supply Point (GSP) | GSP 230 | 341.4738 | 20 to 70 | 525.8696 | 4.6066 | 620.2018 | 5.433 | 725.6318 | 6.3565
Electrical Substation | Grid Supply Point (GSP) | GSP 231 | 341.4738 | 20 to 70 | 525.8696 | 4.6066 | 620.2018 | 5.433 | 725.6318 | 6.3565
Electrical Substation | Grid Supply Point (GSP) | GSP 232 | 341.4738 | 20 to 70 | 525.8696 | 4.6066 | 620.2018 | 5.433 | 725.6318 | 6.3565
Electrical Substation | Grid Supply Point (GSP) | GSP 233 | 341.4738 | 20 to 70 | 525.8696 | 4.6066 | 620.2018 | 5.433 | 725.6318 | 6.3565
Electrical Substation | Grid Supply Point (GSP) | GSP 234 | 341.4738 | 20 to 70 | 525.8696 | 4.6066 | 620.2018 | 5.433 | 725.6318 | 6.3565
Electrical Substation | Grid Supply Point (GSP) | GSP 235 | 341.4738 | 20 to 70 | 525.8696 | 4.6066 | 620.2018 | 5.433 | 725.6318 | 6.3565
Electrical Substation | Bulk Supply Point (BSP) | BSP 615 | 362.25 | 20 to 70 | 557.865 | 4.8869 | 657.9366 | 5.7635 | 769.7812 | 6.7433
Electrical Substation | Grid Supply Point (GSP) | GSP 264 | 381 | 20 to 70 | 586.74 | 5.1398 | 691.9912 | 6.0618 | 809.625 | 7.0923
Electrical Substation | Grid Supply Point (GSP) | GSP 265 | 393 | 20 to 70 | 605.22 | 5.3017 | 713.7862 | 6.2528 | 835.125 | 7.3157
Electrical Substation | Bulk Supply Point (BSP) | BSP 616 | 414 | 20 to 70 | 637.56 | 5.585 | 751.9275 | 6.5869 | 879.75 | 7.7066
Electrical Substation | Bulk Supply Point (BSP) | BSP 617 | 414 | 20 to 70 | 637.56 | 5.585 | 751.9275 | 6.5869 | 879.75 | 7.7066
Electrical Substation | Grid Supply Point (GSP) | GSP 266 | 515 | 20 to 70 | 793.1 | 6.9476 | 935.3687 | 8.1938 | 1094.375 | 9.5867
Electrical Substation | Grid Supply Point (GSP) | GSP 267 | 529 | 20 to 70 | 814.66 | 7.1364 | 960.7962 | 8.4166 | 1124.125 | 9.8473
Electrical Substation | Grid Supply Point (GSP) | GSP 268 | 564 | 20 to 70 | 868.56 | 7.6086 | 1024.365 | 8.9734 | 1198.5 | 10.4989
Electrical Substation | Grid Supply Point (GSP) | GSP 269 | 650 | 20 to 70 | 1001 | 8.7688 | 1180.5625 | 10.3417 | 1381.25 | 12.0998
Electrical Substation | Grid Supply Point (GSP) | GSP 270 | 660 | 20 to 70 | 1016.4 | 8.9037 | 1198.725 | 10.5008 | 1402.5 | 12.2859
Electrical Substation | Grid Supply Point (GSP) | GSP 271 | 780 | 20 to 70 | 1201.2 | 10.5225 | 1416.675 | 12.4101 | 1657.5 | 14.5197
Electrical Substation | Grid Supply Point (GSP) | GSP 272 | 885 | 20 to 70 | 1362.9 | 11.939 | 1607.3812 | 14.0807 | 1880.625 | 16.4743
Electrical Substation | Grid Supply Point (GSP) | GSP 273 | 885 | 20 to 70 | 1362.9 | 11.939 | 1607.3812 | 14.0807 | 1880.625 | 16.4743
Electrical Substation | Grid Supply Point (GSP) | GSP 274 | 1180 | 20 to 70 | 1817.2 | 15.9187 | 2143.175 | 18.7742 | 2507.5 | 21.9657
Electrical Substation | Grid Supply Point (GSP) | GSP 275 | 1460 | 20 to 70 | 2248.4 | 19.696 | 2651.725 | 23.2291 | 3102.5 | 27.1779

## Wastewater treatment plants
Source type | Name | Load entering WWTP (P.E.) | Water flowing through WWTP (litres/sec) | Source temperature (oC) | kW output (4K ΔT) | GWh annual heat capture (4K ΔT) | kW output (5K ΔT) | GWh annual heat capture (5K ΔT) | kW output (6K ΔT) | GWh annual heat capture (6K ΔT)
Wastewater treatment plant (WWTP) | WWTP 1673 | 0 | 0 | 12 to 23 | 0 | 0 | 0 | 0 | 0 | 0
Wastewater treatment plant (WWTP) | WWTP 1674 | 0 | 0 | 12 to 23 | 0 | 0 | 0 | 0 | 0 | 0
Wastewater treatment plant (WWTP) | WWTP 1669 | 99 | 0.16271 | 12 to 23 | 2.7335 | 0.023945 | 3.4169 | 0.029932 | 4.1003 | 0.035918
Wastewater treatment plant (WWTP) | WWTP 1670 | 99 | 0.16271 | 12 to 23 | 2.7335 | 0.023945 | 3.4169 | 0.029932 | 4.1003 | 0.035918
Wastewater treatment plant (WWTP) | WWTP 1671 | 99 | 0.16271 | 12 to 23 | 2.7335 | 0.023945 | 3.4169 | 0.029932 | 4.1003 | 0.035918
Wastewater treatment plant (WWTP) | WWTP 1672 | 99 | 0.16271 | 12 to 23 | 2.7335 | 0.023945 | 3.4169 | 0.029932 | 4.1003 | 0.035918
Wastewater treatment plant (WWTP) | WWTP 1668 | 1303 | 2.1415 | 12 to 23 | 35.9773 | 0.31516 | 44.9716 | 0.39395 | 53.9659 | 0.47274
Wastewater treatment plant (WWTP) | WWTP 1667 | 1568 | 2.577 | 12 to 23 | 43.2942 | 0.37926 | 54.1178 | 0.47407 | 64.9413 | 0.56889
Wastewater treatment plant (WWTP) | WWTP 1666 | 1633 | 2.6839 | 12 to 23 | 45.0889 | 0.39498 | 56.3612 | 0.49372 | 67.6334 | 0.59247
Wastewater treatment plant (WWTP) | WWTP 1665 | 1641 | 2.697 | 12 to 23 | 45.3098 | 0.39691 | 56.6373 | 0.49614 | 67.9648 | 0.59537
Wastewater treatment plant (WWTP) | WWTP 1664 | 1668 | 2.7414 | 12 to 23 | 46.0553 | 0.40344 | 57.5692 | 0.50431 | 69.083 | 0.60517
Wastewater treatment plant (WWTP) | WWTP 1663 | 1672 | 2.748 | 12 to 23 | 46.1658 | 0.40441 | 57.7072 | 0.50552 | 69.2487 | 0.60662
Wastewater treatment plant (WWTP) | WWTP 1662 | 1681 | 2.7628 | 12 to 23 | 46.4143 | 0.40659 | 58.0178 | 0.50824 | 69.6214 | 0.60988
Wastewater treatment plant (WWTP) | WWTP 1661 | 1710 | 2.8104 | 12 to 23 | 47.215 | 0.4136 | 59.0188 | 0.517 | 70.8225 | 0.62041
Wastewater treatment plant (WWTP) | WWTP 1660 | 1760 | 2.8926 | 12 to 23 | 48.5956 | 0.4257 | 60.7444 | 0.53212 | 72.8933 | 0.63855
Wastewater treatment plant (WWTP) | WWTP 1659 | 1773 | 2.914 | 12 to 23 | 48.9545 | 0.42884 | 61.1931 | 0.53605 | 73.4318 | 0.64326
Wastewater treatment plant (WWTP) | WWTP 1658 | 1818 | 2.9879 | 12 to 23 | 50.197 | 0.43973 | 62.7463 | 0.54966 | 75.2955 | 0.65959
Wastewater treatment plant (WWTP) | WWTP 1657 | 1848 | 3.0372 | 12 to 23 | 51.0253 | 0.44698 | 63.7817 | 0.55873 | 76.538 | 0.67047
Wastewater treatment plant (WWTP) | WWTP 1656 | 1853 | 3.0454 | 12 to 23 | 51.1634 | 0.44819 | 63.9542 | 0.56024 | 76.7451 | 0.67229
Wastewater treatment plant (WWTP) | WWTP 1655 | 1872 | 3.0767 | 12 to 23 | 51.688 | 0.45279 | 64.61 | 0.56598 | 77.532 | 0.67918
Wastewater treatment plant (WWTP) | WWTP 1654 | 1895 | 3.1145 | 12 to 23 | 52.3231 | 0.45835 | 65.4038 | 0.57294 | 78.4846 | 0.68752
Wastewater treatment plant (WWTP) | WWTP 1653 | 1907 | 3.1342 | 12 to 23 | 52.6544 | 0.46125 | 65.818 | 0.57657 | 78.9816 | 0.69188
Wastewater treatment plant (WWTP) | WWTP 1652 | 1919 | 3.1539 | 12 to 23 | 52.9857 | 0.46415 | 66.2322 | 0.58019 | 79.4786 | 0.69623
Wastewater treatment plant (WWTP) | WWTP 1651 | 1936 | 3.1819 | 12 to 23 | 53.4551 | 0.46827 | 66.8189 | 0.58533 | 80.1827 | 0.7024
Wastewater treatment plant (WWTP) | WWTP 1650 | 1938 | 3.1851 | 12 to 23 | 53.5103 | 0.46875 | 66.8879 | 0.58594 | 80.2655 | 0.70313
Wastewater treatment plant (WWTP) | WWTP 1649 | 1942 | 3.1917 | 12 to 23 | 53.6208 | 0.46972 | 67.026 | 0.58715 | 80.4312 | 0.70458
Wastewater treatment plant (WWTP) | WWTP 1648 | 1946 | 3.1983 | 12 to 23 | 53.7312 | 0.47069 | 67.164 | 0.58836 | 80.5968 | 0.70603
Wastewater treatment plant (WWTP) | WWTP 1647 | 1947 | 3.1999 | 12 to 23 | 53.7588 | 0.47093 | 67.1985 | 0.58866 | 80.6382 | 0.70639
Wastewater treatment plant (WWTP) | WWTP 1646 | 1965 | 3.2295 | 12 to 23 | 54.2558 | 0.47528 | 67.8198 | 0.5941 | 81.3838 | 0.71292
Wastewater treatment plant (WWTP) | WWTP 1645 | 1966 | 3.2312 | 12 to 23 | 54.2834 | 0.47552 | 67.8543 | 0.5944 | 81.4252 | 0.71328
Wastewater treatment plant (WWTP) | WWTP 1644 | 1967 | 3.2328 | 12 to 23 | 54.3111 | 0.47576 | 67.8888 | 0.59471 | 81.4666 | 0.71365
Wastewater treatment plant (WWTP) | WWTP 1643 | 1975 | 3.2459 | 12 to 23 | 54.5319 | 0.4777 | 68.1649 | 0.59712 | 81.7979 | 0.71655
Wastewater treatment plant (WWTP) | WWTP 1642 | 1981 | 3.2558 | 12 to 23 | 54.6976 | 0.47915 | 68.372 | 0.59894 | 82.0464 | 0.71873
Wastewater treatment plant (WWTP) | WWTP 1641 | 1982 | 3.2575 | 12 to 23 | 54.7252 | 0.47939 | 68.4065 | 0.59924 | 82.0878 | 0.71909
Wastewater treatment plant (WWTP) | WWTP 1640 | 1995 | 3.2788 | 12 to 23 | 55.0842 | 0.48254 | 68.8552 | 0.60317 | 82.6262 | 0.72381
Wastewater treatment plant (WWTP) | WWTP 1639 | 1999 | 3.2854 | 12 to 23 | 55.1946 | 0.4835 | 68.9933 | 0.60438 | 82.7919 | 0.72526
Wastewater treatment plant (WWTP) | WWTP 1638 | 2001 | 3.2887 | 12 to 23 | 55.2498 | 0.48399 | 69.0623 | 0.60499 | 82.8748 | 0.72598
Wastewater treatment plant (WWTP) | WWTP 1637 | 2003 | 3.292 | 12 to 23 | 55.3051 | 0.48447 | 69.1313 | 0.60559 | 82.9576 | 0.72671
Wastewater treatment plant (WWTP) | WWTP 1636 | 2011 | 3.3051 | 12 to 23 | 55.5259 | 0.48641 | 69.4074 | 0.60801 | 83.2889 | 0.72961
Wastewater treatment plant (WWTP) | WWTP 1635 | 2013 | 3.3084 | 12 to 23 | 55.5812 | 0.48689 | 69.4765 | 0.60861 | 83.3718 | 0.73034
Wastewater treatment plant (WWTP) | WWTP 1634 | 2015 | 3.3117 | 12 to 23 | 55.6364 | 0.48737 | 69.5455 | 0.60922 | 83.4546 | 0.73106
Wastewater treatment plant (WWTP) | WWTP 1632 | 2016 | 3.3133 | 12 to 23 | 55.664 | 0.48762 | 69.58 | 0.60952 | 83.496 | 0.73142
Wastewater treatment plant (WWTP) | WWTP 1633 | 2016 | 3.3133 | 12 to 23 | 55.664 | 0.48762 | 69.58 | 0.60952 | 83.496 | 0.73142
Wastewater treatment plant (WWTP) | WWTP 1630 | 2018 | 3.3166 | 12 to 23 | 55.7192 | 0.4881 | 69.649 | 0.61013 | 83.5788 | 0.73215
Wastewater treatment plant (WWTP) | WWTP 1631 | 2018 | 3.3166 | 12 to 23 | 55.7192 | 0.4881 | 69.649 | 0.61013 | 83.5788 | 0.73215
Wastewater treatment plant (WWTP) | WWTP 1627 | 2024 | 3.3265 | 12 to 23 | 55.8849 | 0.48955 | 69.8561 | 0.61194 | 83.8273 | 0.73433
Wastewater treatment plant (WWTP) | WWTP 1628 | 2024 | 3.3265 | 12 to 23 | 55.8849 | 0.48955 | 69.8561 | 0.61194 | 83.8273 | 0.73433
Wastewater treatment plant (WWTP) | WWTP 1629 | 2024 | 3.3265 | 12 to 23 | 55.8849 | 0.48955 | 69.8561 | 0.61194 | 83.8273 | 0.73433
Wastewater treatment plant (WWTP) | WWTP 1626 | 2025 | 3.3281 | 12 to 23 | 55.9125 | 0.48979 | 69.8906 | 0.61224 | 83.8688 | 0.73469
Wastewater treatment plant (WWTP) | WWTP 1625 | 2027 | 3.3314 | 12 to 23 | 55.9677 | 0.49028 | 69.9597 | 0.61285 | 83.9516 | 0.73542
Wastewater treatment plant (WWTP) | WWTP 1624 | 2028 | 3.3331 | 12 to 23 | 55.9953 | 0.49052 | 69.9942 | 0.61315 | 83.993 | 0.73578
Wastewater treatment plant (WWTP) | WWTP 1623 | 2032 | 3.3396 | 12 to 23 | 56.1058 | 0.49149 | 70.1322 | 0.61436 | 84.1587 | 0.73723
Wastewater treatment plant (WWTP) | WWTP 1622 | 2035 | 3.3446 | 12 to 23 | 56.1886 | 0.49221 | 70.2358 | 0.61527 | 84.2829 | 0.73832
Wastewater treatment plant (WWTP) | WWTP 1621 | 2038 | 3.3495 | 12 to 23 | 56.2714 | 0.49294 | 70.3393 | 0.61617 | 84.4072 | 0.73941
Wastewater treatment plant (WWTP) | WWTP 1620 | 2046 | 3.3626 | 12 to 23 | 56.4923 | 0.49487 | 70.6154 | 0.61859 | 84.7385 | 0.74231
Wastewater treatment plant (WWTP) | WWTP 1619 | 2052 | 3.3725 | 12 to 23 | 56.658 | 0.49632 | 70.8225 | 0.62041 | 84.987 | 0.74449
Wastewater treatment plant (WWTP) | WWTP 1618 | 2053 | 3.3741 | 12 to 23 | 56.6856 | 0.49657 | 70.857 | 0.62071 | 85.0284 | 0.74485
Wastewater treatment plant (WWTP) | WWTP 1617 | 2058 | 3.3824 | 12 to 23 | 56.8237 | 0.49778 | 71.0296 | 0.62222 | 85.2355 | 0.74666
Wastewater treatment plant (WWTP) | WWTP 1615 | 2068 | 3.3988 | 12 to 23 | 57.0998 | 0.50019 | 71.3747 | 0.62524 | 85.6497 | 0.75029
Wastewater treatment plant (WWTP) | WWTP 1616 | 2068 | 3.3988 | 12 to 23 | 57.0998 | 0.50019 | 71.3747 | 0.62524 | 85.6497 | 0.75029
Wastewater treatment plant (WWTP) | WWTP 1614 | 2070 | 3.4021 | 12 to 23 | 57.155 | 0.50068 | 71.4437 | 0.62585 | 85.7325 | 0.75102
Wastewater treatment plant (WWTP) | WWTP 1613 | 2079 | 3.4169 | 12 to 23 | 57.4035 | 0.50285 | 71.7544 | 0.62857 | 86.1052 | 0.75428
Wastewater treatment plant (WWTP) | WWTP 1612 | 2080 | 3.4185 | 12 to 23 | 57.4311 | 0.5031 | 71.7889 | 0.62887 | 86.1467 | 0.75464
Wastewater treatment plant (WWTP) | WWTP 1611 | 2081 | 3.4202 | 12 to 23 | 57.4587 | 0.50334 | 71.8234 | 0.62917 | 86.1881 | 0.75501
Wastewater treatment plant (WWTP) | WWTP 1610 | 2084 | 3.4251 | 12 to 23 | 57.5416 | 0.50406 | 71.9269 | 0.63008 | 86.3123 | 0.7561
Wastewater treatment plant (WWTP) | WWTP 1609 | 2086 | 3.4284 | 12 to 23 | 57.5968 | 0.50455 | 71.996 | 0.63068 | 86.3952 | 0.75682
Wastewater treatment plant (WWTP) | WWTP 1608 | 2088 | 3.4317 | 12 to 23 | 57.652 | 0.50503 | 72.065 | 0.63129 | 86.478 | 0.75755
Wastewater treatment plant (WWTP) | WWTP 1607 | 2091 | 3.4366 | 12 to 23 | 57.7348 | 0.50576 | 72.1685 | 0.6322 | 86.6022 | 0.75864
Wastewater treatment plant (WWTP) | WWTP 1606 | 2092 | 3.4382 | 12 to 23 | 57.7624 | 0.506 | 72.2031 | 0.6325 | 86.6437 | 0.759
Wastewater treatment plant (WWTP) | WWTP 1605 | 2097 | 3.4465 | 12 to 23 | 57.9005 | 0.50721 | 72.3756 | 0.63401 | 86.8508 | 0.76081
Wastewater treatment plant (WWTP) | WWTP 1604 | 2098 | 3.4481 | 12 to 23 | 57.9281 | 0.50745 | 72.4101 | 0.63431 | 86.8922 | 0.76118
Wastewater treatment plant (WWTP) | WWTP 1603 | 2100 | 3.4514 | 12 to 23 | 57.9833 | 0.50793 | 72.4792 | 0.63492 | 86.975 | 0.7619
Wastewater treatment plant (WWTP) | WWTP 1602 | 2101 | 3.453 | 12 to 23 | 58.0109 | 0.50818 | 72.5137 | 0.63522 | 87.0164 | 0.76226
Wastewater treatment plant (WWTP) | WWTP 1600 | 2108 | 3.4645 | 12 to 23 | 58.2042 | 0.50987 | 72.7553 | 0.63734 | 87.3063 | 0.7648
Wastewater treatment plant (WWTP) | WWTP 1601 | 2108 | 3.4645 | 12 to 23 | 58.2042 | 0.50987 | 72.7553 | 0.63734 | 87.3063 | 0.7648
Wastewater treatment plant (WWTP) | WWTP 1599 | 2109 | 3.4662 | 12 to 23 | 58.2318 | 0.51011 | 72.7898 | 0.63764 | 87.3478 | 0.76517
Wastewater treatment plant (WWTP) | WWTP 1598 | 2110 | 3.4678 | 12 to 23 | 58.2594 | 0.51035 | 72.8243 | 0.63794 | 87.3892 | 0.76553
Wastewater treatment plant (WWTP) | WWTP 1597 | 2112 | 3.4711 | 12 to 23 | 58.3147 | 0.51084 | 72.8933 | 0.63855 | 87.472 | 0.76625
Wastewater treatment plant (WWTP) | WWTP 1596 | 2113 | 3.4728 | 12 to 23 | 58.3423 | 0.51108 | 72.9278 | 0.63885 | 87.5134 | 0.76662
Wastewater treatment plant (WWTP) | WWTP 1595 | 2119 | 3.4826 | 12 to 23 | 58.5079 | 0.51253 | 73.1349 | 0.64066 | 87.7619 | 0.76879
Wastewater treatment plant (WWTP) | WWTP 1594 | 2122 | 3.4875 | 12 to 23 | 58.5908 | 0.51326 | 73.2385 | 0.64157 | 87.8862 | 0.76988
Wastewater treatment plant (WWTP) | WWTP 1593 | 2123 | 3.4892 | 12 to 23 | 58.6184 | 0.5135 | 73.273 | 0.64187 | 87.9276 | 0.77025
Wastewater treatment plant (WWTP) | WWTP 1591 | 2127 | 3.4958 | 12 to 23 | 58.7288 | 0.51446 | 73.411 | 0.64308 | 88.0932 | 0.7717
Wastewater treatment plant (WWTP) | WWTP 1592 | 2127 | 3.4958 | 12 to 23 | 58.7288 | 0.51446 | 73.411 | 0.64308 | 88.0932 | 0.7717
Wastewater treatment plant (WWTP) | WWTP 1589 | 2128 | 3.4974 | 12 to 23 | 58.7564 | 0.51471 | 73.4456 | 0.64338 | 88.1347 | 0.77206
Wastewater treatment plant (WWTP) | WWTP 1590 | 2128 | 3.4974 | 12 to 23 | 58.7564 | 0.51471 | 73.4456 | 0.64338 | 88.1347 | 0.77206
Wastewater treatment plant (WWTP) | WWTP 1588 | 2129 | 3.4991 | 12 to 23 | 58.7841 | 0.51495 | 73.4801 | 0.64369 | 88.1761 | 0.77242
Wastewater treatment plant (WWTP) | WWTP 1586 | 2133 | 3.5056 | 12 to 23 | 58.8945 | 0.51592 | 73.6181 | 0.64489 | 88.3418 | 0.77387
Wastewater treatment plant (WWTP) | WWTP 1587 | 2133 | 3.5056 | 12 to 23 | 58.8945 | 0.51592 | 73.6181 | 0.64489 | 88.3418 | 0.77387
Wastewater treatment plant (WWTP) | WWTP 1585 | 2134 | 3.5073 | 12 to 23 | 58.9221 | 0.51616 | 73.6526 | 0.6452 | 88.3832 | 0.77424
Wastewater treatment plant (WWTP) | WWTP 1584 | 2142 | 3.5204 | 12 to 23 | 59.143 | 0.51809 | 73.9288 | 0.64762 | 88.7145 | 0.77714
Wastewater treatment plant (WWTP) | WWTP 1583 | 2146 | 3.527 | 12 to 23 | 59.2534 | 0.51906 | 74.0668 | 0.64883 | 88.8802 | 0.77859
Wastewater treatment plant (WWTP) | WWTP 1582 | 2148 | 3.5303 | 12 to 23 | 59.3087 | 0.51954 | 74.1358 | 0.64943 | 88.963 | 0.77932
Wastewater treatment plant (WWTP) | WWTP 1581 | 2150 | 3.5336 | 12 to 23 | 59.3639 | 0.52003 | 74.2049 | 0.65003 | 89.0458 | 0.78004
Wastewater treatment plant (WWTP) | WWTP 1580 | 2151 | 3.5352 | 12 to 23 | 59.3915 | 0.52027 | 74.2394 | 0.65034 | 89.0872 | 0.7804
Wastewater treatment plant (WWTP) | WWTP 1579 | 2152 | 3.5369 | 12 to 23 | 59.4191 | 0.52051 | 74.2739 | 0.65064 | 89.1287 | 0.78077
Wastewater treatment plant (WWTP) | WWTP 1578 | 2155 | 3.5418 | 12 to 23 | 59.5019 | 0.52124 | 74.3774 | 0.65155 | 89.2529 | 0.78186
Wastewater treatment plant (WWTP) | WWTP 1577 | 2156 | 3.5434 | 12 to 23 | 59.5296 | 0.52148 | 74.4119 | 0.65185 | 89.2943 | 0.78222
Wastewater treatment plant (WWTP) | WWTP 1576 | 2157 | 3.5451 | 12 to 23 | 59.5572 | 0.52172 | 74.4465 | 0.65215 | 89.3358 | 0.78258
Wastewater treatment plant (WWTP) | WWTP 1575 | 2162 | 3.5533 | 12 to 23 | 59.6952 | 0.52293 | 74.619 | 0.65366 | 89.5428 | 0.7844
Wastewater treatment plant (WWTP) | WWTP 1574 | 2163 | 3.5549 | 12 to 23 | 59.7228 | 0.52317 | 74.6535 | 0.65397 | 89.5842 | 0.78476
Wastewater treatment plant (WWTP) | WWTP 1572 | 2164 | 3.5566 | 12 to 23 | 59.7504 | 0.52341 | 74.6881 | 0.65427 | 89.6257 | 0.78512
Wastewater treatment plant (WWTP) | WWTP 1573 | 2164 | 3.5566 | 12 to 23 | 59.7504 | 0.52341 | 74.6881 | 0.65427 | 89.6257 | 0.78512
Wastewater treatment plant (WWTP) | WWTP 1571 | 2165 | 3.5582 | 12 to 23 | 59.7781 | 0.52366 | 74.7226 | 0.65457 | 89.6671 | 0.78548
Wastewater treatment plant (WWTP) | WWTP 1569 | 2168 | 3.5631 | 12 to 23 | 59.8609 | 0.52438 | 74.8261 | 0.65548 | 89.7913 | 0.78657
Wastewater treatment plant (WWTP) | WWTP 1570 | 2168 | 3.5631 | 12 to 23 | 59.8609 | 0.52438 | 74.8261 | 0.65548 | 89.7913 | 0.78657
Wastewater treatment plant (WWTP) | WWTP 1568 | 2169 | 3.5648 | 12 to 23 | 59.8885 | 0.52462 | 74.8606 | 0.65578 | 89.8328 | 0.78693
Wastewater treatment plant (WWTP) | WWTP 1567 | 2170 | 3.5664 | 12 to 23 | 59.9161 | 0.52487 | 74.8951 | 0.65608 | 89.8742 | 0.7873
Wastewater treatment plant (WWTP) | WWTP 1566 | 2186 | 3.5927 | 12 to 23 | 60.3579 | 0.52874 | 75.4474 | 0.66092 | 90.5368 | 0.7931
Wastewater treatment plant (WWTP) | WWTP 1565 | 2192 | 3.6026 | 12 to 23 | 60.5236 | 0.53019 | 75.6544 | 0.66273 | 90.7853 | 0.79528
Wastewater treatment plant (WWTP) | WWTP 1564 | 2196 | 3.6092 | 12 to 23 | 60.634 | 0.53115 | 75.7925 | 0.66394 | 90.951 | 0.79673
Wastewater treatment plant (WWTP) | WWTP 1563 | 2203 | 3.6207 | 12 to 23 | 60.8273 | 0.53285 | 76.0341 | 0.66606 | 91.2409 | 0.79927
Wastewater treatment plant (WWTP) | WWTP 1562 | 2208 | 3.6289 | 12 to 23 | 60.9653 | 0.53406 | 76.2067 | 0.66757 | 91.448 | 0.80108
Wastewater treatment plant (WWTP) | WWTP 1561 | 2211 | 3.6338 | 12 to 23 | 61.0482 | 0.53478 | 76.3102 | 0.66848 | 91.5722 | 0.80217
Wastewater treatment plant (WWTP) | WWTP 1560 | 2215 | 3.6404 | 12 to 23 | 61.1586 | 0.53575 | 76.4483 | 0.66969 | 91.7379 | 0.80362
Wastewater treatment plant (WWTP) | WWTP 1559 | 2221 | 3.6503 | 12 to 23 | 61.3243 | 0.5372 | 76.6553 | 0.6715 | 91.9864 | 0.8058
Wastewater treatment plant (WWTP) | WWTP 1558 | 2222 | 3.6519 | 12 to 23 | 61.3519 | 0.53744 | 76.6899 | 0.6718 | 92.0278 | 0.80616
Wastewater treatment plant (WWTP) | WWTP 1557 | 2225 | 3.6568 | 12 to 23 | 61.4347 | 0.53817 | 76.7934 | 0.67271 | 92.1521 | 0.80725
Wastewater treatment plant (WWTP) | WWTP 1556 | 2228 | 3.6618 | 12 to 23 | 61.5176 | 0.53889 | 76.8969 | 0.67362 | 92.2763 | 0.80834
Wastewater treatment plant (WWTP) | WWTP 1555 | 2231 | 3.6667 | 12 to 23 | 61.6004 | 0.53962 | 77.0005 | 0.67452 | 92.4006 | 0.80943
Wastewater treatment plant (WWTP) | WWTP 1554 | 2240 | 3.6815 | 12 to 23 | 61.8489 | 0.5418 | 77.3111 | 0.67725 | 92.7733 | 0.81269
Wastewater treatment plant (WWTP) | WWTP 1553 | 2241 | 3.6831 | 12 to 23 | 61.8765 | 0.54204 | 77.3456 | 0.67755 | 92.8148 | 0.81306
Wastewater treatment plant (WWTP) | WWTP 1551 | 2242 | 3.6848 | 12 to 23 | 61.9041 | 0.54228 | 77.3801 | 0.67785 | 92.8562 | 0.81342
Wastewater treatment plant (WWTP) | WWTP 1552 | 2242 | 3.6848 | 12 to 23 | 61.9041 | 0.54228 | 77.3801 | 0.67785 | 92.8562 | 0.81342
Wastewater treatment plant (WWTP) | WWTP 1550 | 2247 | 3.693 | 12 to 23 | 62.0422 | 0.54349 | 77.5527 | 0.67936 | 93.0633 | 0.81523
Wastewater treatment plant (WWTP) | WWTP 1549 | 2249 | 3.6963 | 12 to 23 | 62.0974 | 0.54397 | 77.6217 | 0.67997 | 93.1461 | 0.81596
Wastewater treatment plant (WWTP) | WWTP 1547 | 2256 | 3.7078 | 12 to 23 | 62.2907 | 0.54567 | 77.8633 | 0.68208 | 93.436 | 0.8185
Wastewater treatment plant (WWTP) | WWTP 1548 | 2256 | 3.7078 | 12 to 23 | 62.2907 | 0.54567 | 77.8633 | 0.68208 | 93.436 | 0.8185
Wastewater treatment plant (WWTP) | WWTP 1546 | 2258 | 3.7111 | 12 to 23 | 62.3459 | 0.54615 | 77.9324 | 0.68269 | 93.5188 | 0.81922
Wastewater treatment plant (WWTP) | WWTP 1545 | 2269 | 3.7291 | 12 to 23 | 62.6496 | 0.54881 | 78.312 | 0.68601 | 93.9744 | 0.82322
Wastewater treatment plant (WWTP) | WWTP 1544 | 2275 | 3.739 | 12 to 23 | 62.8153 | 0.55026 | 78.5191 | 0.68783 | 94.2229 | 0.82539
Wastewater treatment plant (WWTP) | WWTP 1543 | 2281 | 3.7489 | 12 to 23 | 62.9809 | 0.55171 | 78.7262 | 0.68964 | 94.4714 | 0.82757
Wastewater treatment plant (WWTP) | WWTP 1542 | 2282 | 3.7505 | 12 to 23 | 63.0086 | 0.55195 | 78.7607 | 0.68994 | 94.5128 | 0.82793
Wastewater treatment plant (WWTP) | WWTP 1541 | 2283 | 3.7522 | 12 to 23 | 63.0362 | 0.5522 | 78.7952 | 0.69025 | 94.5543 | 0.8283
Wastewater treatment plant (WWTP) | WWTP 1540 | 2288 | 3.7604 | 12 to 23 | 63.1742 | 0.55341 | 78.9678 | 0.69176 | 94.7613 | 0.83011
Wastewater treatment plant (WWTP) | WWTP 1539 | 2289 | 3.762 | 12 to 23 | 63.2018 | 0.55365 | 79.0023 | 0.69206 | 94.8028 | 0.83047
Wastewater treatment plant (WWTP) | WWTP 1537 | 2290 | 3.7637 | 12 to 23 | 63.2294 | 0.55389 | 79.0368 | 0.69236 | 94.8442 | 0.83083
Wastewater treatment plant (WWTP) | WWTP 1538 | 2290 | 3.7637 | 12 to 23 | 63.2294 | 0.55389 | 79.0368 | 0.69236 | 94.8442 | 0.83083
Wastewater treatment plant (WWTP) | WWTP 1536 | 2293 | 3.7686 | 12 to 23 | 63.3123 | 0.55462 | 79.1403 | 0.69327 | 94.9684 | 0.83192
Wastewater treatment plant (WWTP) | WWTP 1535 | 2297 | 3.7752 | 12 to 23 | 63.4227 | 0.55558 | 79.2784 | 0.69448 | 95.1341 | 0.83337
Wastewater treatment plant (WWTP) | WWTP 1534 | 2298 | 3.7768 | 12 to 23 | 63.4503 | 0.55582 | 79.3129 | 0.69478 | 95.1755 | 0.83374
Wastewater treatment plant (WWTP) | WWTP 1533 | 2299 | 3.7784 | 12 to 23 | 63.4779 | 0.55607 | 79.3474 | 0.69508 | 95.2169 | 0.8341
Wastewater treatment plant (WWTP) | WWTP 1532 | 2306 | 3.79 | 12 to 23 | 63.6712 | 0.55776 | 79.589 | 0.6972 | 95.5068 | 0.83664
Wastewater treatment plant (WWTP) | WWTP 1531 | 2309 | 3.7949 | 12 to 23 | 63.7541 | 0.55849 | 79.6926 | 0.69811 | 95.6311 | 0.83773
Wastewater treatment plant (WWTP) | WWTP 1529 | 2310 | 3.7965 | 12 to 23 | 63.7817 | 0.55873 | 79.7271 | 0.69841 | 95.6725 | 0.83809
Wastewater treatment plant (WWTP) | WWTP 1530 | 2310 | 3.7965 | 12 to 23 | 63.7817 | 0.55873 | 79.7271 | 0.69841 | 95.6725 | 0.83809
Wastewater treatment plant (WWTP) | WWTP 1528 | 2313 | 3.8015 | 12 to 23 | 63.8645 | 0.55945 | 79.8306 | 0.69932 | 95.7968 | 0.83918
Wastewater treatment plant (WWTP) | WWTP 1527 | 2320 | 3.813 | 12 to 23 | 64.0578 | 0.56115 | 80.0722 | 0.70143 | 96.0867 | 0.84172
Wastewater treatment plant (WWTP) | WWTP 1526 | 2324 | 3.8195 | 12 to 23 | 64.1682 | 0.56211 | 80.2103 | 0.70264 | 96.2523 | 0.84317
Wastewater treatment plant (WWTP) | WWTP 1524 | 2326 | 3.8228 | 12 to 23 | 64.2234 | 0.5626 | 80.2793 | 0.70325 | 96.3352 | 0.8439
Wastewater treatment plant (WWTP) | WWTP 1525 | 2326 | 3.8228 | 12 to 23 | 64.2234 | 0.5626 | 80.2793 | 0.70325 | 96.3352 | 0.8439
Wastewater treatment plant (WWTP) | WWTP 1523 | 2328 | 3.8261 | 12 to 23 | 64.2787 | 0.56308 | 80.3483 | 0.70385 | 96.418 | 0.84462
Wastewater treatment plant (WWTP) | WWTP 1522 | 2334 | 3.836 | 12 to 23 | 64.4443 | 0.56453 | 80.5554 | 0.70567 | 96.6665 | 0.8468
Wastewater treatment plant (WWTP) | WWTP 1520 | 2335 | 3.8376 | 12 to 23 | 64.4719 | 0.56477 | 80.5899 | 0.70597 | 96.7079 | 0.84716
Wastewater treatment plant (WWTP) | WWTP 1521 | 2335 | 3.8376 | 12 to 23 | 64.4719 | 0.56477 | 80.5899 | 0.70597 | 96.7079 | 0.84716
Wastewater treatment plant (WWTP) | WWTP 1519 | 2336 | 3.8393 | 12 to 23 | 64.4996 | 0.56502 | 80.6244 | 0.70627 | 96.7493 | 0.84752
Wastewater treatment plant (WWTP) | WWTP 1518 | 2340 | 3.8458 | 12 to 23 | 64.61 | 0.56598 | 80.7625 | 0.70748 | 96.915 | 0.84898
Wastewater treatment plant (WWTP) | WWTP 1517 | 2342 | 3.8491 | 12 to 23 | 64.6652 | 0.56647 | 80.8315 | 0.70808 | 96.9978 | 0.8497
Wastewater treatment plant (WWTP) | WWTP 1515 | 2343 | 3.8508 | 12 to 23 | 64.6928 | 0.56671 | 80.866 | 0.70839 | 97.0393 | 0.85006
Wastewater treatment plant (WWTP) | WWTP 1516 | 2343 | 3.8508 | 12 to 23 | 64.6928 | 0.56671 | 80.866 | 0.70839 | 97.0393 | 0.85006
Wastewater treatment plant (WWTP) | WWTP 1514 | 2346 | 3.8557 | 12 to 23 | 64.7757 | 0.56743 | 80.9696 | 0.70929 | 97.1635 | 0.85115
Wastewater treatment plant (WWTP) | WWTP 1513 | 2354 | 3.8688 | 12 to 23 | 64.9966 | 0.56937 | 81.2457 | 0.71171 | 97.4948 | 0.85405
Wastewater treatment plant (WWTP) | WWTP 1512 | 2358 | 3.8754 | 12 to 23 | 65.107 | 0.57034 | 81.3837 | 0.71292 | 97.6605 | 0.85551
Wastewater treatment plant (WWTP) | WWTP 1511 | 2362 | 3.882 | 12 to 23 | 65.2174 | 0.5713 | 81.5218 | 0.71413 | 97.8262 | 0.85696
Wastewater treatment plant (WWTP) | WWTP 1510 | 2367 | 3.8902 | 12 to 23 | 65.3555 | 0.57251 | 81.6944 | 0.71564 | 98.0333 | 0.85877
Wastewater treatment plant (WWTP) | WWTP 1509 | 2370 | 3.8951 | 12 to 23 | 65.4383 | 0.57324 | 81.7979 | 0.71655 | 98.1575 | 0.85986
Wastewater treatment plant (WWTP) | WWTP 1508 | 2375 | 3.9034 | 12 to 23 | 65.5764 | 0.57445 | 81.9705 | 0.71806 | 98.3646 | 0.86167
Wastewater treatment plant (WWTP) | WWTP 1507 | 2381 | 3.9132 | 12 to 23 | 65.7421 | 0.5759 | 82.1776 | 0.71988 | 98.6131 | 0.86385
Wastewater treatment plant (WWTP) | WWTP 1505 | 2382 | 3.9149 | 12 to 23 | 65.7697 | 0.57614 | 82.2121 | 0.72018 | 98.6545 | 0.86421
Wastewater treatment plant (WWTP) | WWTP 1506 | 2382 | 3.9149 | 12 to 23 | 65.7697 | 0.57614 | 82.2121 | 0.72018 | 98.6545 | 0.86421
Wastewater treatment plant (WWTP) | WWTP 1503 | 2383 | 3.9165 | 12 to 23 | 65.7973 | 0.57638 | 82.2466 | 0.72048 | 98.6959 | 0.86458
Wastewater treatment plant (WWTP) | WWTP 1504 | 2383 | 3.9165 | 12 to 23 | 65.7973 | 0.57638 | 82.2466 | 0.72048 | 98.6959 | 0.86458
Wastewater treatment plant (WWTP) | WWTP 1502 | 2390 | 3.928 | 12 to 23 | 65.9906 | 0.57808 | 82.4882 | 0.7226 | 98.9858 | 0.86712
Wastewater treatment plant (WWTP) | WWTP 1501 | 2402 | 3.9477 | 12 to 23 | 66.3219 | 0.58098 | 82.9024 | 0.72622 | 99.4828 | 0.87147
Wastewater treatment plant (WWTP) | WWTP 1500 | 2405 | 3.9527 | 12 to 23 | 66.4047 | 0.58171 | 83.0059 | 0.72713 | 99.6071 | 0.87256
Wastewater treatment plant (WWTP) | WWTP 1499 | 2414 | 3.9675 | 12 to 23 | 66.6532 | 0.58388 | 83.3165 | 0.72985 | 99.9798 | 0.87582
Wastewater treatment plant (WWTP) | WWTP 1498 | 2417 | 3.9724 | 12 to 23 | 66.7361 | 0.58461 | 83.4201 | 0.73076 | 100.1041 | 0.87691
Wastewater treatment plant (WWTP) | WWTP 1497 | 2420 | 3.9773 | 12 to 23 | 66.8189 | 0.58533 | 83.5236 | 0.73167 | 100.2283 | 0.878
Wastewater treatment plant (WWTP) | WWTP 1496 | 2421 | 3.979 | 12 to 23 | 66.8465 | 0.58558 | 83.5581 | 0.73197 | 100.2698 | 0.87836
Wastewater treatment plant (WWTP) | WWTP 1495 | 2427 | 3.9888 | 12 to 23 | 67.0122 | 0.58703 | 83.7652 | 0.73378 | 100.5183 | 0.88054
Wastewater treatment plant (WWTP) | WWTP 1494 | 2429 | 3.9921 | 12 to 23 | 67.0674 | 0.58751 | 83.8342 | 0.73439 | 100.6011 | 0.88127
Wastewater treatment plant (WWTP) | WWTP 1493 | 2433 | 3.9987 | 12 to 23 | 67.1778 | 0.58848 | 83.9723 | 0.7356 | 100.7668 | 0.88272
Wastewater treatment plant (WWTP) | WWTP 1492 | 2434 | 4.0003 | 12 to 23 | 67.2054 | 0.58872 | 84.0068 | 0.7359 | 100.8082 | 0.88308
Wastewater treatment plant (WWTP) | WWTP 1491 | 2439 | 4.0085 | 12 to 23 | 67.3435 | 0.58993 | 84.1794 | 0.73741 | 101.0153 | 0.88489
Wastewater treatment plant (WWTP) | WWTP 1490 | 2442 | 4.0135 | 12 to 23 | 67.4263 | 0.59065 | 84.2829 | 0.73832 | 101.1395 | 0.88598
Wastewater treatment plant (WWTP) | WWTP 1489 | 2443 | 4.0151 | 12 to 23 | 67.4539 | 0.5909 | 84.3174 | 0.73862 | 101.1809 | 0.88634
Wastewater treatment plant (WWTP) | WWTP 1487 | 2447 | 4.0217 | 12 to 23 | 67.5644 | 0.59186 | 84.4555 | 0.73983 | 101.3466 | 0.8878
Wastewater treatment plant (WWTP) | WWTP 1488 | 2447 | 4.0217 | 12 to 23 | 67.5644 | 0.59186 | 84.4555 | 0.73983 | 101.3466 | 0.8878
Wastewater treatment plant (WWTP) | WWTP 1486 | 2449 | 4.025 | 12 to 23 | 67.6196 | 0.59235 | 84.5245 | 0.74043 | 101.4294 | 0.88852
Wastewater treatment plant (WWTP) | WWTP 1485 | 2455 | 4.0348 | 12 to 23 | 67.7853 | 0.5938 | 84.7316 | 0.74225 | 101.6779 | 0.8907
Wastewater treatment plant (WWTP) | WWTP 1484 | 2463 | 4.048 | 12 to 23 | 68.0062 | 0.59573 | 85.0077 | 0.74467 | 102.0093 | 0.8936
Wastewater treatment plant (WWTP) | WWTP 1483 | 2464 | 4.0496 | 12 to 23 | 68.0338 | 0.59598 | 85.0422 | 0.74497 | 102.0507 | 0.89396
Wastewater treatment plant (WWTP) | WWTP 1482 | 2465 | 4.0513 | 12 to 23 | 68.0614 | 0.59622 | 85.0767 | 0.74527 | 102.0921 | 0.89433
Wastewater treatment plant (WWTP) | WWTP 1481 | 2469 | 4.0578 | 12 to 23 | 68.1718 | 0.59719 | 85.2148 | 0.74648 | 102.2578 | 0.89578
Wastewater treatment plant (WWTP) | WWTP 1480 | 2475 | 4.0677 | 12 to 23 | 68.3375 | 0.59864 | 85.4219 | 0.7483 | 102.5062 | 0.89795
Wastewater treatment plant (WWTP) | WWTP 1479 | 2476 | 4.0694 | 12 to 23 | 68.3651 | 0.59888 | 85.4564 | 0.7486 | 102.5477 | 0.89832
Wastewater treatment plant (WWTP) | WWTP 1478 | 2477 | 4.071 | 12 to 23 | 68.3927 | 0.59912 | 85.4909 | 0.7489 | 102.5891 | 0.89868
Wastewater treatment plant (WWTP) | WWTP 1477 | 2486 | 4.0858 | 12 to 23 | 68.6412 | 0.6013 | 85.8015 | 0.75162 | 102.9618 | 0.90195
Wastewater treatment plant (WWTP) | WWTP 1476 | 2489 | 4.0907 | 12 to 23 | 68.7241 | 0.60202 | 85.9051 | 0.75253 | 103.0861 | 0.90303
Wastewater treatment plant (WWTP) | WWTP 1475 | 2492 | 4.0956 | 12 to 23 | 68.8069 | 0.60275 | 86.0086 | 0.75344 | 103.2103 | 0.90412
Wastewater treatment plant (WWTP) | WWTP 1474 | 2493 | 4.0973 | 12 to 23 | 68.8345 | 0.60299 | 86.0431 | 0.75374 | 103.2518 | 0.90449
Wastewater treatment plant (WWTP) | WWTP 1473 | 2498 | 4.1055 | 12 to 23 | 68.9726 | 0.6042 | 86.2157 | 0.75525 | 103.4588 | 0.9063
Wastewater treatment plant (WWTP) | WWTP 1472 | 2509 | 4.1236 | 12 to 23 | 69.2763 | 0.60686 | 86.5953 | 0.75858 | 103.9144 | 0.91029
Wastewater treatment plant (WWTP) | WWTP 1470 | 2510 | 4.1252 | 12 to 23 | 69.3039 | 0.6071 | 86.6299 | 0.75888 | 103.9558 | 0.91065
Wastewater treatment plant (WWTP) | WWTP 1471 | 2510 | 4.1252 | 12 to 23 | 69.3039 | 0.6071 | 86.6299 | 0.75888 | 103.9558 | 0.91065
Wastewater treatment plant (WWTP) | WWTP 1468 | 2511 | 4.1269 | 12 to 23 | 69.3315 | 0.60734 | 86.6644 | 0.75918 | 103.9973 | 0.91102
Wastewater treatment plant (WWTP) | WWTP 1469 | 2511 | 4.1269 | 12 to 23 | 69.3315 | 0.60734 | 86.6644 | 0.75918 | 103.9973 | 0.91102
Wastewater treatment plant (WWTP) | WWTP 1467 | 2513 | 4.1302 | 12 to 23 | 69.3867 | 0.60783 | 86.7334 | 0.75978 | 104.0801 | 0.91174
Wastewater treatment plant (WWTP) | WWTP 1466 | 2516 | 4.1351 | 12 to 23 | 69.4696 | 0.60855 | 86.8369 | 0.76069 | 104.2043 | 0.91283
Wastewater treatment plant (WWTP) | WWTP 1465 | 2519 | 4.14 | 12 to 23 | 69.5524 | 0.60928 | 86.9405 | 0.7616 | 104.3286 | 0.91392
Wastewater treatment plant (WWTP) | WWTP 1464 | 2524 | 4.1482 | 12 to 23 | 69.6904 | 0.61049 | 87.1131 | 0.76311 | 104.5357 | 0.91573
Wastewater treatment plant (WWTP) | WWTP 1462 | 2525 | 4.1499 | 12 to 23 | 69.7181 | 0.61073 | 87.1476 | 0.76341 | 104.5771 | 0.9161
Wastewater treatment plant (WWTP) | WWTP 1463 | 2525 | 4.1499 | 12 to 23 | 69.7181 | 0.61073 | 87.1476 | 0.76341 | 104.5771 | 0.9161
Wastewater treatment plant (WWTP) | WWTP 1461 | 2535 | 4.1663 | 12 to 23 | 69.9942 | 0.61315 | 87.4927 | 0.76644 | 104.9913 | 0.91972
Wastewater treatment plant (WWTP) | WWTP 1460 | 2537 | 4.1696 | 12 to 23 | 70.0494 | 0.61363 | 87.5617 | 0.76704 | 105.0741 | 0.92045
Wastewater treatment plant (WWTP) | WWTP 1459 | 2557 | 4.2025 | 12 to 23 | 70.6016 | 0.61847 | 88.252 | 0.77309 | 105.9024 | 0.92771
Wastewater treatment plant (WWTP) | WWTP 1458 | 2573 | 4.2288 | 12 to 23 | 71.0434 | 0.62234 | 88.8042 | 0.77793 | 106.5651 | 0.93351
Wastewater treatment plant (WWTP) | WWTP 1457 | 2575 | 4.2321 | 12 to 23 | 71.0986 | 0.62282 | 88.8733 | 0.77853 | 106.6479 | 0.93424
Wastewater treatment plant (WWTP) | WWTP 1456 | 2577 | 4.2353 | 12 to 23 | 71.1538 | 0.62331 | 88.9423 | 0.77913 | 106.7308 | 0.93496
Wastewater treatment plant (WWTP) | WWTP 1455 | 2582 | 4.2436 | 12 to 23 | 71.2919 | 0.62452 | 89.1149 | 0.78065 | 106.9378 | 0.93678
Wastewater treatment plant (WWTP) | WWTP 1454 | 2588 | 4.2534 | 12 to 23 | 71.4576 | 0.62597 | 89.3219 | 0.78246 | 107.1863 | 0.93895
Wastewater treatment plant (WWTP) | WWTP 1453 | 2595 | 4.2649 | 12 to 23 | 71.6508 | 0.62766 | 89.5635 | 0.78458 | 107.4763 | 0.94149
Wastewater treatment plant (WWTP) | WWTP 1452 | 2601 | 4.2748 | 12 to 23 | 71.8165 | 0.62911 | 89.7706 | 0.78639 | 107.7247 | 0.94367
Wastewater treatment plant (WWTP) | WWTP 1450 | 2604 | 4.2797 | 12 to 23 | 71.8993 | 0.62984 | 89.8742 | 0.7873 | 107.849 | 0.94476
Wastewater treatment plant (WWTP) | WWTP 1451 | 2604 | 4.2797 | 12 to 23 | 71.8993 | 0.62984 | 89.8742 | 0.7873 | 107.849 | 0.94476
Wastewater treatment plant (WWTP) | WWTP 1449 | 2605 | 4.2814 | 12 to 23 | 71.9269 | 0.63008 | 89.9087 | 0.7876 | 107.8904 | 0.94512
Wastewater treatment plant (WWTP) | WWTP 1448 | 2616 | 4.2994 | 12 to 23 | 72.2307 | 0.63274 | 90.2883 | 0.79093 | 108.346 | 0.94911
Wastewater treatment plant (WWTP) | WWTP 1447 | 2617 | 4.3011 | 12 to 23 | 72.2583 | 0.63298 | 90.3228 | 0.79123 | 108.3874 | 0.94947
Wastewater treatment plant (WWTP) | WWTP 1446 | 2626 | 4.3159 | 12 to 23 | 72.5068 | 0.63516 | 90.6335 | 0.79395 | 108.7602 | 0.95274
Wastewater treatment plant (WWTP) | WWTP 1445 | 2632 | 4.3257 | 12 to 23 | 72.6724 | 0.63661 | 90.8406 | 0.79576 | 109.0087 | 0.95492
Wastewater treatment plant (WWTP) | WWTP 1444 | 2634 | 4.329 | 12 to 23 | 72.7277 | 0.63709 | 90.9096 | 0.79637 | 109.0915 | 0.95564
Wastewater treatment plant (WWTP) | WWTP 1443 | 2635 | 4.3307 | 12 to 23 | 72.7553 | 0.63734 | 90.9441 | 0.79667 | 109.1329 | 0.956
Wastewater treatment plant (WWTP) | WWTP 1442 | 2639 | 4.3372 | 12 to 23 | 72.8657 | 0.6383 | 91.0822 | 0.79788 | 109.2986 | 0.95746
Wastewater treatment plant (WWTP) | WWTP 1441 | 2640 | 4.3389 | 12 to 23 | 72.8933 | 0.63855 | 91.1167 | 0.79818 | 109.34 | 0.95782
Wastewater treatment plant (WWTP) | WWTP 1439 | 2641 | 4.3405 | 12 to 23 | 72.9209 | 0.63879 | 91.1512 | 0.79848 | 109.3814 | 0.95818
Wastewater treatment plant (WWTP) | WWTP 1440 | 2641 | 4.3405 | 12 to 23 | 72.9209 | 0.63879 | 91.1512 | 0.79848 | 109.3814 | 0.95818
Wastewater treatment plant (WWTP) | WWTP 1438 | 2650 | 4.3553 | 12 to 23 | 73.1694 | 0.64096 | 91.4618 | 0.80121 | 109.7542 | 0.96145
Wastewater treatment plant (WWTP) | WWTP 1437 | 2654 | 4.3619 | 12 to 23 | 73.2799 | 0.64193 | 91.5999 | 0.80241 | 109.9198 | 0.9629
Wastewater treatment plant (WWTP) | WWTP 1436 | 2657 | 4.3668 | 12 to 23 | 73.3627 | 0.64266 | 91.7034 | 0.80332 | 110.0441 | 0.96399
Wastewater treatment plant (WWTP) | WWTP 1435 | 2664 | 4.3783 | 12 to 23 | 73.556 | 0.64435 | 91.945 | 0.80544 | 110.334 | 0.96653
Wastewater treatment plant (WWTP) | WWTP 1434 | 2666 | 4.3816 | 12 to 23 | 73.6112 | 0.64483 | 92.014 | 0.80604 | 110.4168 | 0.96725
Wastewater treatment plant (WWTP) | WWTP 1433 | 2667 | 4.3833 | 12 to 23 | 73.6388 | 0.64508 | 92.0485 | 0.80635 | 110.4583 | 0.96761
Wastewater treatment plant (WWTP) | WWTP 1432 | 2671 | 4.3898 | 12 to 23 | 73.7493 | 0.64604 | 92.1866 | 0.80755 | 110.6239 | 0.96907
Wastewater treatment plant (WWTP) | WWTP 1431 | 2673 | 4.3931 | 12 to 23 | 73.8045 | 0.64653 | 92.2556 | 0.80816 | 110.7067 | 0.96979
Wastewater treatment plant (WWTP) | WWTP 1430 | 2674 | 4.3948 | 12 to 23 | 73.8321 | 0.64677 | 92.2901 | 0.80846 | 110.7482 | 0.97015
Wastewater treatment plant (WWTP) | WWTP 1429 | 2677 | 4.3997 | 12 to 23 | 73.9149 | 0.64749 | 92.3937 | 0.80937 | 110.8724 | 0.97124
Wastewater treatment plant (WWTP) | WWTP 1428 | 2678 | 4.4013 | 12 to 23 | 73.9426 | 0.64774 | 92.4282 | 0.80967 | 110.9138 | 0.97161
Wastewater treatment plant (WWTP) | WWTP 1427 | 2683 | 4.4096 | 12 to 23 | 74.0806 | 0.64895 | 92.6008 | 0.81118 | 111.1209 | 0.97342
Wastewater treatment plant (WWTP) | WWTP 1426 | 2687 | 4.4161 | 12 to 23 | 74.1911 | 0.64991 | 92.7388 | 0.81239 | 111.2866 | 0.97487
Wastewater treatment plant (WWTP) | WWTP 1425 | 2689 | 4.4194 | 12 to 23 | 74.2463 | 0.6504 | 92.8078 | 0.813 | 111.3694 | 0.9756
Wastewater treatment plant (WWTP) | WWTP 1424 | 2690 | 4.4211 | 12 to 23 | 74.2739 | 0.65064 | 92.8424 | 0.8133 | 111.4108 | 0.97596
Wastewater treatment plant (WWTP) | WWTP 1423 | 2691 | 4.4227 | 12 to 23 | 74.3015 | 0.65088 | 92.8769 | 0.8136 | 111.4523 | 0.97632
Wastewater treatment plant (WWTP) | WWTP 1422 | 2696 | 4.4309 | 12 to 23 | 74.4396 | 0.65209 | 93.0494 | 0.81511 | 111.6593 | 0.97814
Wastewater treatment plant (WWTP) | WWTP 1420 | 2698 | 4.4342 | 12 to 23 | 74.4948 | 0.65257 | 93.1185 | 0.81572 | 111.7422 | 0.97886
Wastewater treatment plant (WWTP) | WWTP 1421 | 2698 | 4.4342 | 12 to 23 | 74.4948 | 0.65257 | 93.1185 | 0.81572 | 111.7422 | 0.97886
Wastewater treatment plant (WWTP) | WWTP 1418 | 2699 | 4.4359 | 12 to 23 | 74.5224 | 0.65282 | 93.153 | 0.81602 | 111.7836 | 0.97922
Wastewater treatment plant (WWTP) | WWTP 1419 | 2699 | 4.4359 | 12 to 23 | 74.5224 | 0.65282 | 93.153 | 0.81602 | 111.7836 | 0.97922
Wastewater treatment plant (WWTP) | WWTP 1417 | 2705 | 4.4457 | 12 to 23 | 74.6881 | 0.65427 | 93.3601 | 0.81783 | 112.0321 | 0.9814
Wastewater treatment plant (WWTP) | WWTP 1416 | 2709 | 4.4523 | 12 to 23 | 74.7985 | 0.65523 | 93.4981 | 0.81904 | 112.1978 | 0.98285
Wastewater treatment plant (WWTP) | WWTP 1415 | 2722 | 4.4737 | 12 to 23 | 75.1574 | 0.65838 | 93.9468 | 0.82297 | 112.7362 | 0.98757
Wastewater treatment plant (WWTP) | WWTP 1414 | 2723 | 4.4753 | 12 to 23 | 75.1851 | 0.65862 | 93.9813 | 0.82328 | 112.7776 | 0.98793
Wastewater treatment plant (WWTP) | WWTP 1412 | 2736 | 4.4967 | 12 to 23 | 75.544 | 0.66177 | 94.43 | 0.82721 | 113.316 | 0.99265
Wastewater treatment plant (WWTP) | WWTP 1413 | 2736 | 4.4967 | 12 to 23 | 75.544 | 0.66177 | 94.43 | 0.82721 | 113.316 | 0.99265
Wastewater treatment plant (WWTP) | WWTP 1411 | 2739 | 4.5016 | 12 to 23 | 75.6268 | 0.66249 | 94.5335 | 0.82811 | 113.4403 | 0.99374
Wastewater treatment plant (WWTP) | WWTP 1410 | 2741 | 4.5049 | 12 to 23 | 75.6821 | 0.66297 | 94.6026 | 0.82872 | 113.5231 | 0.99446
Wastewater treatment plant (WWTP) | WWTP 1409 | 2748 | 4.5164 | 12 to 23 | 75.8753 | 0.66467 | 94.8442 | 0.83083 | 113.813 | 0.997
Wastewater treatment plant (WWTP) | WWTP 1408 | 2749 | 4.518 | 12 to 23 | 75.9029 | 0.66491 | 94.8787 | 0.83114 | 113.8544 | 0.99736
Wastewater treatment plant (WWTP) | WWTP 1407 | 2756 | 4.5295 | 12 to 23 | 76.0962 | 0.6666 | 95.1203 | 0.83325 | 114.1443 | 0.9999
Wastewater treatment plant (WWTP) | WWTP 1406 | 2760 | 4.5361 | 12 to 23 | 76.2067 | 0.66757 | 95.2583 | 0.83446 | 114.31 | 1.0014
Wastewater treatment plant (WWTP) | WWTP 1405 | 2764 | 4.5427 | 12 to 23 | 76.3171 | 0.66854 | 95.3964 | 0.83567 | 114.4757 | 1.0028
Wastewater treatment plant (WWTP) | WWTP 1404 | 2766 | 4.546 | 12 to 23 | 76.3723 | 0.66902 | 95.4654 | 0.83628 | 114.5585 | 1.0035
Wastewater treatment plant (WWTP) | WWTP 1403 | 2773 | 4.5575 | 12 to 23 | 76.5656 | 0.67071 | 95.707 | 0.83839 | 114.8484 | 1.0061
Wastewater treatment plant (WWTP) | WWTP 1402 | 2779 | 4.5673 | 12 to 23 | 76.7313 | 0.67217 | 95.9141 | 0.84021 | 115.0969 | 1.0082
Wastewater treatment plant (WWTP) | WWTP 1401 | 2784 | 4.5756 | 12 to 23 | 76.8693 | 0.67338 | 96.0867 | 0.84172 | 115.304 | 1.0101
Wastewater treatment plant (WWTP) | WWTP 1400 | 2786 | 4.5788 | 12 to 23 | 76.9246 | 0.67386 | 96.1557 | 0.84232 | 115.3868 | 1.0108
Wastewater treatment plant (WWTP) | WWTP 1398 | 2799 | 4.6002 | 12 to 23 | 77.2835 | 0.677 | 96.6044 | 0.84625 | 115.9253 | 1.0155
Wastewater treatment plant (WWTP) | WWTP 1399 | 2799 | 4.6002 | 12 to 23 | 77.2835 | 0.677 | 96.6044 | 0.84625 | 115.9253 | 1.0155
Wastewater treatment plant (WWTP) | WWTP 1397 | 2800 | 4.6019 | 12 to 23 | 77.3111 | 0.67725 | 96.6389 | 0.84656 | 115.9667 | 1.0159
Wastewater treatment plant (WWTP) | WWTP 1396 | 2803 | 4.6068 | 12 to 23 | 77.3939 | 0.67797 | 96.7424 | 0.84746 | 116.0909 | 1.017
Wastewater treatment plant (WWTP) | WWTP 1395 | 2808 | 4.615 | 12 to 23 | 77.532 | 0.67918 | 96.915 | 0.84898 | 116.298 | 1.0188
Wastewater treatment plant (WWTP) | WWTP 1393 | 2813 | 4.6232 | 12 to 23 | 77.6701 | 0.68039 | 97.0876 | 0.85049 | 116.5051 | 1.0206
Wastewater treatment plant (WWTP) | WWTP 1394 | 2813 | 4.6232 | 12 to 23 | 77.6701 | 0.68039 | 97.0876 | 0.85049 | 116.5051 | 1.0206
Wastewater treatment plant (WWTP) | WWTP 1392 | 2818 | 4.6314 | 12 to 23 | 77.8081 | 0.6816 | 97.2601 | 0.852 | 116.7122 | 1.0224
Wastewater treatment plant (WWTP) | WWTP 1391 | 2824 | 4.6413 | 12 to 23 | 77.9738 | 0.68305 | 97.4672 | 0.85381 | 116.9607 | 1.0246
Wastewater treatment plant (WWTP) | WWTP 1390 | 2826 | 4.6446 | 12 to 23 | 78.029 | 0.68353 | 97.5362 | 0.85442 | 117.0435 | 1.0253
Wastewater treatment plant (WWTP) | WWTP 1389 | 2827 | 4.6462 | 12 to 23 | 78.0566 | 0.68378 | 97.5708 | 0.85472 | 117.0849 | 1.0257
Wastewater treatment plant (WWTP) | WWTP 1388 | 2829 | 4.6495 | 12 to 23 | 78.1118 | 0.68426 | 97.6398 | 0.85532 | 117.1678 | 1.0264
Wastewater treatment plant (WWTP) | WWTP 1387 | 2830 | 4.6512 | 12 to 23 | 78.1394 | 0.6845 | 97.6743 | 0.85563 | 117.2092 | 1.0268
Wastewater treatment plant (WWTP) | WWTP 1386 | 2836 | 4.661 | 12 to 23 | 78.3051 | 0.68595 | 97.8814 | 0.85744 | 117.4577 | 1.0289
Wastewater treatment plant (WWTP) | WWTP 1385 | 2846 | 4.6775 | 12 to 23 | 78.5812 | 0.68837 | 98.2265 | 0.86046 | 117.8718 | 1.0326
Wastewater treatment plant (WWTP) | WWTP 1384 | 2853 | 4.689 | 12 to 23 | 78.7745 | 0.69006 | 98.4681 | 0.86258 | 118.1617 | 1.0351
Wastewater treatment plant (WWTP) | WWTP 1383 | 2865 | 4.7087 | 12 to 23 | 79.1058 | 0.69297 | 98.8823 | 0.86621 | 118.6587 | 1.0395
Wastewater treatment plant (WWTP) | WWTP 1382 | 2866 | 4.7103 | 12 to 23 | 79.1334 | 0.69321 | 98.9168 | 0.86651 | 118.7002 | 1.0398
Wastewater treatment plant (WWTP) | WWTP 1381 | 2867 | 4.712 | 12 to 23 | 79.1611 | 0.69345 | 98.9513 | 0.86681 | 118.7416 | 1.0402
Wastewater treatment plant (WWTP) | WWTP 1380 | 2882 | 4.7366 | 12 to 23 | 79.5752 | 0.69708 | 99.469 | 0.87135 | 119.3628 | 1.0456
Wastewater treatment plant (WWTP) | WWTP 1378 | 2885 | 4.7416 | 12 to 23 | 79.6581 | 0.6978 | 99.5726 | 0.87226 | 119.4871 | 1.0467
Wastewater treatment plant (WWTP) | WWTP 1379 | 2885 | 4.7416 | 12 to 23 | 79.6581 | 0.6978 | 99.5726 | 0.87226 | 119.4871 | 1.0467
Wastewater treatment plant (WWTP) | WWTP 1377 | 2896 | 4.7596 | 12 to 23 | 79.9618 | 0.70047 | 99.9522 | 0.87558 | 119.9427 | 1.0507
Wastewater treatment plant (WWTP) | WWTP 1376 | 2898 | 4.7629 | 12 to 23 | 80.017 | 0.70095 | 100.0212 | 0.87619 | 120.0255 | 1.0514
Wastewater treatment plant (WWTP) | WWTP 1375 | 2899 | 4.7646 | 12 to 23 | 80.0446 | 0.70119 | 100.0558 | 0.87649 | 120.0669 | 1.0518
Wastewater treatment plant (WWTP) | WWTP 1374 | 2903 | 4.7711 | 12 to 23 | 80.1551 | 0.70216 | 100.1938 | 0.8777 | 120.2326 | 1.0532
Wastewater treatment plant (WWTP) | WWTP 1372 | 2908 | 4.7794 | 12 to 23 | 80.2931 | 0.70337 | 100.3664 | 0.87921 | 120.4397 | 1.0551
Wastewater treatment plant (WWTP) | WWTP 1373 | 2908 | 4.7794 | 12 to 23 | 80.2931 | 0.70337 | 100.3664 | 0.87921 | 120.4397 | 1.0551
Wastewater treatment plant (WWTP) | WWTP 1371 | 2913 | 4.7876 | 12 to 23 | 80.4312 | 0.70458 | 100.539 | 0.88072 | 120.6467 | 1.0569
Wastewater treatment plant (WWTP) | WWTP 1370 | 2914 | 4.7892 | 12 to 23 | 80.4588 | 0.70482 | 100.5735 | 0.88102 | 120.6882 | 1.0572
Wastewater treatment plant (WWTP) | WWTP 1369 | 2915 | 4.7909 | 12 to 23 | 80.4864 | 0.70506 | 100.608 | 0.88133 | 120.7296 | 1.0576
Wastewater treatment plant (WWTP) | WWTP 1368 | 2916 | 4.7925 | 12 to 23 | 80.514 | 0.7053 | 100.6425 | 0.88163 | 120.771 | 1.058
Wastewater treatment plant (WWTP) | WWTP 1367 | 2920 | 4.7991 | 12 to 23 | 80.6244 | 0.70627 | 100.7806 | 0.88284 | 120.9367 | 1.0594
Wastewater treatment plant (WWTP) | WWTP 1366 | 2922 | 4.8024 | 12 to 23 | 80.6797 | 0.70675 | 100.8496 | 0.88344 | 121.0195 | 1.0601
Wastewater treatment plant (WWTP) | WWTP 1365 | 2925 | 4.8073 | 12 to 23 | 80.7625 | 0.70748 | 100.9531 | 0.88435 | 121.1438 | 1.0612
Wastewater treatment plant (WWTP) | WWTP 1364 | 2927 | 4.8106 | 12 to 23 | 80.8177 | 0.70796 | 101.0222 | 0.88495 | 121.2266 | 1.0619
Wastewater treatment plant (WWTP) | WWTP 1362 | 2928 | 4.8122 | 12 to 23 | 80.8453 | 0.70821 | 101.0567 | 0.88526 | 121.268 | 1.0623
Wastewater treatment plant (WWTP) | WWTP 1363 | 2928 | 4.8122 | 12 to 23 | 80.8453 | 0.70821 | 101.0567 | 0.88526 | 121.268 | 1.0623
Wastewater treatment plant (WWTP) | WWTP 1361 | 2936 | 4.8254 | 12 to 23 | 81.0662 | 0.71014 | 101.3328 | 0.88768 | 121.5993 | 1.0652
Wastewater treatment plant (WWTP) | WWTP 1360 | 2943 | 4.8369 | 12 to 23 | 81.2595 | 0.71183 | 101.5744 | 0.88979 | 121.8893 | 1.0677
Wastewater treatment plant (WWTP) | WWTP 1359 | 2948 | 4.8451 | 12 to 23 | 81.3976 | 0.71304 | 101.7469 | 0.8913 | 122.0963 | 1.0696
Wastewater treatment plant (WWTP) | WWTP 1358 | 2950 | 4.8484 | 12 to 23 | 81.4528 | 0.71353 | 101.816 | 0.89191 | 122.1792 | 1.0703
Wastewater treatment plant (WWTP) | WWTP 1357 | 2958 | 4.8615 | 12 to 23 | 81.6737 | 0.71546 | 102.0921 | 0.89433 | 122.5105 | 1.0732
Wastewater treatment plant (WWTP) | WWTP 1356 | 2959 | 4.8632 | 12 to 23 | 81.7013 | 0.7157 | 102.1266 | 0.89463 | 122.5519 | 1.0736
Wastewater treatment plant (WWTP) | WWTP 1355 | 2968 | 4.878 | 12 to 23 | 81.9498 | 0.71788 | 102.4372 | 0.89735 | 122.9247 | 1.0768
Wastewater treatment plant (WWTP) | WWTP 1354 | 2969 | 4.8796 | 12 to 23 | 81.9774 | 0.71812 | 102.4717 | 0.89765 | 122.9661 | 1.0772
Wastewater treatment plant (WWTP) | WWTP 1353 | 2970 | 4.8812 | 12 to 23 | 82.005 | 0.71836 | 102.5062 | 0.89795 | 123.0075 | 1.0775
Wastewater treatment plant (WWTP) | WWTP 1352 | 2977 | 4.8928 | 12 to 23 | 82.1983 | 0.72006 | 102.7478 | 0.90007 | 123.2974 | 1.0801
Wastewater treatment plant (WWTP) | WWTP 1351 | 2982 | 4.901 | 12 to 23 | 82.3363 | 0.72127 | 102.9204 | 0.90158 | 123.5045 | 1.0819
Wastewater treatment plant (WWTP) | WWTP 1350 | 2989 | 4.9125 | 12 to 23 | 82.5296 | 0.72296 | 103.162 | 0.9037 | 123.7944 | 1.0844
Wastewater treatment plant (WWTP) | WWTP 1349 | 2999 | 4.9289 | 12 to 23 | 82.8057 | 0.72538 | 103.5072 | 0.90672 | 124.2086 | 1.0881
Wastewater treatment plant (WWTP) | WWTP 1348 | 3003 | 4.9355 | 12 to 23 | 82.9162 | 0.72635 | 103.6452 | 0.90793 | 124.3743 | 1.0895
Wastewater treatment plant (WWTP) | WWTP 1347 | 3017 | 4.9585 | 12 to 23 | 83.3027 | 0.72973 | 104.1284 | 0.91216 | 124.9541 | 1.0946
Wastewater treatment plant (WWTP) | WWTP 1346 | 3030 | 4.9799 | 12 to 23 | 83.6617 | 0.73288 | 104.5771 | 0.9161 | 125.4925 | 1.0993
Wastewater treatment plant (WWTP) | WWTP 1344 | 3032 | 4.9831 | 12 to 23 | 83.7169 | 0.73336 | 104.6461 | 0.9167 | 125.5753 | 1.1
Wastewater treatment plant (WWTP) | WWTP 1345 | 3032 | 4.9831 | 12 to 23 | 83.7169 | 0.73336 | 104.6461 | 0.9167 | 125.5753 | 1.1
Wastewater treatment plant (WWTP) | WWTP 1343 | 3039 | 4.9947 | 12 to 23 | 83.9102 | 0.73505 | 104.8877 | 0.91882 | 125.8653 | 1.1026
Wastewater treatment plant (WWTP) | WWTP 1342 | 3043 | 5.0012 | 12 to 23 | 84.0206 | 0.73602 | 105.0258 | 0.92003 | 126.0309 | 1.104
Wastewater treatment plant (WWTP) | WWTP 1341 | 3047 | 5.0078 | 12 to 23 | 84.1311 | 0.73699 | 105.1638 | 0.92124 | 126.1966 | 1.1055
Wastewater treatment plant (WWTP) | WWTP 1340 | 3050 | 5.0127 | 12 to 23 | 84.2139 | 0.73771 | 105.2674 | 0.92214 | 126.3208 | 1.1066
Wastewater treatment plant (WWTP) | WWTP 1339 | 3067 | 5.0407 | 12 to 23 | 84.6833 | 0.74183 | 105.8541 | 0.92728 | 127.0249 | 1.1127
Wastewater treatment plant (WWTP) | WWTP 1338 | 3084 | 5.0686 | 12 to 23 | 85.1527 | 0.74594 | 106.4408 | 0.93242 | 127.729 | 1.1189
Wastewater treatment plant (WWTP) | WWTP 1337 | 3086 | 5.0719 | 12 to 23 | 85.2079 | 0.74642 | 106.5099 | 0.93303 | 127.8118 | 1.1196
Wastewater treatment plant (WWTP) | WWTP 1336 | 3087 | 5.0735 | 12 to 23 | 85.2355 | 0.74666 | 106.5444 | 0.93333 | 127.8533 | 1.12
Wastewater treatment plant (WWTP) | WWTP 1335 | 3090 | 5.0785 | 12 to 23 | 85.3183 | 0.74739 | 106.6479 | 0.93424 | 127.9775 | 1.1211
Wastewater treatment plant (WWTP) | WWTP 1334 | 3099 | 5.0933 | 12 to 23 | 85.5668 | 0.74957 | 106.9585 | 0.93696 | 128.3503 | 1.1243
Wastewater treatment plant (WWTP) | WWTP 1333 | 3100 | 5.0949 | 12 to 23 | 85.5944 | 0.74981 | 106.9931 | 0.93726 | 128.3917 | 1.1247
Wastewater treatment plant (WWTP) | WWTP 1332 | 3110 | 5.1113 | 12 to 23 | 85.8706 | 0.75223 | 107.3382 | 0.94028 | 128.8058 | 1.1283
Wastewater treatment plant (WWTP) | WWTP 1331 | 3113 | 5.1163 | 12 to 23 | 85.9534 | 0.75295 | 107.4417 | 0.94119 | 128.9301 | 1.1294
Wastewater treatment plant (WWTP) | WWTP 1330 | 3117 | 5.1228 | 12 to 23 | 86.0638 | 0.75392 | 107.5798 | 0.9424 | 129.0958 | 1.1309
Wastewater treatment plant (WWTP) | WWTP 1329 | 3128 | 5.1409 | 12 to 23 | 86.3676 | 0.75658 | 107.9594 | 0.94572 | 129.5513 | 1.1349
Wastewater treatment plant (WWTP) | WWTP 1328 | 3132 | 5.1475 | 12 to 23 | 86.478 | 0.75755 | 108.0975 | 0.94693 | 129.717 | 1.1363
Wastewater treatment plant (WWTP) | WWTP 1327 | 3134 | 5.1508 | 12 to 23 | 86.5332 | 0.75803 | 108.1665 | 0.94754 | 129.7998 | 1.137
Wastewater treatment plant (WWTP) | WWTP 1326 | 3139 | 5.159 | 12 to 23 | 86.6713 | 0.75924 | 108.3391 | 0.94905 | 130.0069 | 1.1389
Wastewater treatment plant (WWTP) | WWTP 1324 | 3144 | 5.1672 | 12 to 23 | 86.8093 | 0.76045 | 108.5117 | 0.95056 | 130.214 | 1.1407
Wastewater treatment plant (WWTP) | WWTP 1325 | 3144 | 5.1672 | 12 to 23 | 86.8093 | 0.76045 | 108.5117 | 0.95056 | 130.214 | 1.1407
Wastewater treatment plant (WWTP) | WWTP 1323 | 3146 | 5.1705 | 12 to 23 | 86.8646 | 0.76093 | 108.5807 | 0.95117 | 130.2968 | 1.1414
Wastewater treatment plant (WWTP) | WWTP 1322 | 3154 | 5.1837 | 12 to 23 | 87.0854 | 0.76287 | 108.8568 | 0.95359 | 130.6282 | 1.1443
Wastewater treatment plant (WWTP) | WWTP 1321 | 3168 | 5.2067 | 12 to 23 | 87.472 | 0.76625 | 109.34 | 0.95782 | 131.208 | 1.1494
Wastewater treatment plant (WWTP) | WWTP 1319 | 3171 | 5.2116 | 12 to 23 | 87.5548 | 0.76698 | 109.4435 | 0.95873 | 131.3322 | 1.1505
Wastewater treatment plant (WWTP) | WWTP 1320 | 3171 | 5.2116 | 12 to 23 | 87.5548 | 0.76698 | 109.4435 | 0.95873 | 131.3322 | 1.1505
Wastewater treatment plant (WWTP) | WWTP 1318 | 3173 | 5.2149 | 12 to 23 | 87.6101 | 0.76746 | 109.5126 | 0.95933 | 131.4151 | 1.1512
Wastewater treatment plant (WWTP) | WWTP 1317 | 3183 | 5.2313 | 12 to 23 | 87.8862 | 0.76988 | 109.8577 | 0.96235 | 131.8293 | 1.1548
Wastewater treatment plant (WWTP) | WWTP 1316 | 3190 | 5.2428 | 12 to 23 | 88.0794 | 0.77158 | 110.0993 | 0.96447 | 132.1192 | 1.1574
Wastewater treatment plant (WWTP) | WWTP 1315 | 3191 | 5.2445 | 12 to 23 | 88.1071 | 0.77182 | 110.1338 | 0.96477 | 132.1606 | 1.1577
Wastewater treatment plant (WWTP) | WWTP 1314 | 3194 | 5.2494 | 12 to 23 | 88.1899 | 0.77254 | 110.2374 | 0.96568 | 132.2848 | 1.1588
Wastewater treatment plant (WWTP) | WWTP 1313 | 3218 | 5.2888 | 12 to 23 | 88.8526 | 0.77835 | 111.0657 | 0.97294 | 133.2788 | 1.1675
Wastewater treatment plant (WWTP) | WWTP 1312 | 3223 | 5.2971 | 12 to 23 | 88.9906 | 0.77956 | 111.2383 | 0.97445 | 133.4859 | 1.1693
Wastewater treatment plant (WWTP) | WWTP 1311 | 3225 | 5.3003 | 12 to 23 | 89.0458 | 0.78004 | 111.3073 | 0.97505 | 133.5687 | 1.1701
Wastewater treatment plant (WWTP) | WWTP 1310 | 3232 | 5.3119 | 12 to 23 | 89.2391 | 0.78173 | 111.5489 | 0.97717 | 133.8587 | 1.1726
Wastewater treatment plant (WWTP) | WWTP 1309 | 3234 | 5.3151 | 12 to 23 | 89.2943 | 0.78222 | 111.6179 | 0.97777 | 133.9415 | 1.1733
Wastewater treatment plant (WWTP) | WWTP 1308 | 3235 | 5.3168 | 12 to 23 | 89.3219 | 0.78246 | 111.6524 | 0.97808 | 133.9829 | 1.1737
Wastewater treatment plant (WWTP) | WWTP 1307 | 3239 | 5.3234 | 12 to 23 | 89.4324 | 0.78343 | 111.7905 | 0.97928 | 134.1486 | 1.1751
Wastewater treatment plant (WWTP) | WWTP 1306 | 3247 | 5.3365 | 12 to 23 | 89.6533 | 0.78536 | 112.0666 | 0.9817 | 134.4799 | 1.178
Wastewater treatment plant (WWTP) | WWTP 1305 | 3256 | 5.3513 | 12 to 23 | 89.9018 | 0.78754 | 112.3772 | 0.98442 | 134.8527 | 1.1813
Wastewater treatment plant (WWTP) | WWTP 1304 | 3259 | 5.3562 | 12 to 23 | 89.9846 | 0.78827 | 112.4808 | 0.98533 | 134.9769 | 1.1824
Wastewater treatment plant (WWTP) | WWTP 1303 | 3262 | 5.3612 | 12 to 23 | 90.0674 | 0.78899 | 112.5843 | 0.98624 | 135.1012 | 1.1835
Wastewater treatment plant (WWTP) | WWTP 1302 | 3274 | 5.3809 | 12 to 23 | 90.3988 | 0.79189 | 112.9985 | 0.98987 | 135.5982 | 1.1878
Wastewater treatment plant (WWTP) | WWTP 1301 | 3275 | 5.3825 | 12 to 23 | 90.4264 | 0.79214 | 113.033 | 0.99017 | 135.6396 | 1.1882
Wastewater treatment plant (WWTP) | WWTP 1300 | 3280 | 5.3907 | 12 to 23 | 90.5644 | 0.79334 | 113.2056 | 0.99168 | 135.8467 | 1.19
Wastewater treatment plant (WWTP) | WWTP 1299 | 3284 | 5.3973 | 12 to 23 | 90.6749 | 0.79431 | 113.3436 | 0.99289 | 136.0123 | 1.1915
Wastewater treatment plant (WWTP) | WWTP 1298 | 3287 | 5.4022 | 12 to 23 | 90.7577 | 0.79504 | 113.4472 | 0.9938 | 136.1366 | 1.1926
Wastewater treatment plant (WWTP) | WWTP 1297 | 3299 | 5.422 | 12 to 23 | 91.0891 | 0.79794 | 113.8613 | 0.99743 | 136.6336 | 1.1969
Wastewater treatment plant (WWTP) | WWTP 1296 | 3303 | 5.4285 | 12 to 23 | 91.1995 | 0.79891 | 113.9994 | 0.99863 | 136.7993 | 1.1984
Wastewater treatment plant (WWTP) | WWTP 1295 | 3305 | 5.4318 | 12 to 23 | 91.2547 | 0.79939 | 114.0684 | 0.99924 | 136.8821 | 1.1991
Wastewater treatment plant (WWTP) | WWTP 1294 | 3309 | 5.4384 | 12 to 23 | 91.3652 | 0.80036 | 114.2065 | 1.0004 | 137.0478 | 1.2005
Wastewater treatment plant (WWTP) | WWTP 1293 | 3319 | 5.4548 | 12 to 23 | 91.6413 | 0.80278 | 114.5516 | 1.0035 | 137.4619 | 1.2042
Wastewater treatment plant (WWTP) | WWTP 1292 | 3327 | 5.468 | 12 to 23 | 91.8622 | 0.80471 | 114.8277 | 1.0059 | 137.7933 | 1.2071
Wastewater treatment plant (WWTP) | WWTP 1290 | 3328 | 5.4696 | 12 to 23 | 91.8898 | 0.80495 | 114.8622 | 1.0062 | 137.8347 | 1.2074
Wastewater treatment plant (WWTP) | WWTP 1291 | 3328 | 5.4696 | 12 to 23 | 91.8898 | 0.80495 | 114.8622 | 1.0062 | 137.8347 | 1.2074
Wastewater treatment plant (WWTP) | WWTP 1289 | 3333 | 5.4778 | 12 to 23 | 92.0278 | 0.80616 | 115.0348 | 1.0077 | 138.0418 | 1.2092
Wastewater treatment plant (WWTP) | WWTP 1288 | 3354 | 5.5124 | 12 to 23 | 92.6077 | 0.81124 | 115.7596 | 1.0141 | 138.9115 | 1.2169
Wastewater treatment plant (WWTP) | WWTP 1287 | 3367 | 5.5337 | 12 to 23 | 92.9666 | 0.81439 | 116.2083 | 1.018 | 139.4499 | 1.2216
Wastewater treatment plant (WWTP) | WWTP 1286 | 3372 | 5.5419 | 12 to 23 | 93.1047 | 0.8156 | 116.3808 | 1.0195 | 139.657 | 1.2234
Wastewater treatment plant (WWTP) | WWTP 1285 | 3396 | 5.5814 | 12 to 23 | 93.7673 | 0.8214 | 117.2092 | 1.0268 | 140.651 | 1.2321
Wastewater treatment plant (WWTP) | WWTP 1284 | 3423 | 5.6258 | 12 to 23 | 94.5128 | 0.82793 | 118.141 | 1.0349 | 141.7692 | 1.2419
Wastewater treatment plant (WWTP) | WWTP 1283 | 3424 | 5.6274 | 12 to 23 | 94.5404 | 0.82817 | 118.1756 | 1.0352 | 141.8107 | 1.2423
Wastewater treatment plant (WWTP) | WWTP 1282 | 3428 | 5.634 | 12 to 23 | 94.6509 | 0.82914 | 118.3136 | 1.0364 | 141.9763 | 1.2437
Wastewater treatment plant (WWTP) | WWTP 1281 | 3436 | 5.6471 | 12 to 23 | 94.8718 | 0.83108 | 118.5897 | 1.0388 | 142.3077 | 1.2466
Wastewater treatment plant (WWTP) | WWTP 1280 | 3437 | 5.6488 | 12 to 23 | 94.8994 | 0.83132 | 118.6242 | 1.0391 | 142.3491 | 1.247
Wastewater treatment plant (WWTP) | WWTP 1279 | 3438 | 5.6504 | 12 to 23 | 94.927 | 0.83156 | 118.6588 | 1.0395 | 142.3905 | 1.2473
Wastewater treatment plant (WWTP) | WWTP 1278 | 3444 | 5.6603 | 12 to 23 | 95.0927 | 0.83301 | 118.8658 | 1.0413 | 142.639 | 1.2495
Wastewater treatment plant (WWTP) | WWTP 1277 | 3445 | 5.6619 | 12 to 23 | 95.1203 | 0.83325 | 118.9003 | 1.0416 | 142.6804 | 1.2499
Wastewater treatment plant (WWTP) | WWTP 1276 | 3448 | 5.6669 | 12 to 23 | 95.2031 | 0.83398 | 119.0039 | 1.0425 | 142.8047 | 1.251
Wastewater treatment plant (WWTP) | WWTP 1275 | 3449 | 5.6685 | 12 to 23 | 95.2307 | 0.83422 | 119.0384 | 1.0428 | 142.8461 | 1.2513
Wastewater treatment plant (WWTP) | WWTP 1274 | 3452 | 5.6734 | 12 to 23 | 95.3136 | 0.83495 | 119.1419 | 1.0437 | 142.9703 | 1.2524
Wastewater treatment plant (WWTP) | WWTP 1271 | 3455 | 5.6784 | 12 to 23 | 95.3964 | 0.83567 | 119.2455 | 1.0446 | 143.0946 | 1.2535
Wastewater treatment plant (WWTP) | WWTP 1272 | 3455 | 5.6784 | 12 to 23 | 95.3964 | 0.83567 | 119.2455 | 1.0446 | 143.0946 | 1.2535
Wastewater treatment plant (WWTP) | WWTP 1273 | 3455 | 5.6784 | 12 to 23 | 95.3964 | 0.83567 | 119.2455 | 1.0446 | 143.0946 | 1.2535
Wastewater treatment plant (WWTP) | WWTP 1270 | 3476 | 5.7129 | 12 to 23 | 95.9762 | 0.84075 | 119.9703 | 1.0509 | 143.9643 | 1.2611
Wastewater treatment plant (WWTP) | WWTP 1269 | 3478 | 5.7162 | 12 to 23 | 96.0314 | 0.84124 | 120.0393 | 1.0515 | 144.0472 | 1.2619
Wastewater treatment plant (WWTP) | WWTP 1268 | 3484 | 5.726 | 12 to 23 | 96.1971 | 0.84269 | 120.2464 | 1.0534 | 144.2957 | 1.264
Wastewater treatment plant (WWTP) | WWTP 1267 | 3494 | 5.7425 | 12 to 23 | 96.4732 | 0.84511 | 120.5915 | 1.0564 | 144.7098 | 1.2677
Wastewater treatment plant (WWTP) | WWTP 1266 | 3542 | 5.8213 | 12 to 23 | 97.7986 | 0.85672 | 122.2482 | 1.0709 | 146.6978 | 1.2851
Wastewater treatment plant (WWTP) | WWTP 1264 | 3544 | 5.8246 | 12 to 23 | 97.8538 | 0.8572 | 122.3172 | 1.0715 | 146.7807 | 1.2858
Wastewater treatment plant (WWTP) | WWTP 1265 | 3544 | 5.8246 | 12 to 23 | 97.8538 | 0.8572 | 122.3172 | 1.0715 | 146.7807 | 1.2858
Wastewater treatment plant (WWTP) | WWTP 1263 | 3547 | 5.8296 | 12 to 23 | 97.9366 | 0.85792 | 122.4208 | 1.0724 | 146.9049 | 1.2869
Wastewater treatment plant (WWTP) | WWTP 1262 | 3549 | 5.8328 | 12 to 23 | 97.9918 | 0.85841 | 122.4898 | 1.073 | 146.9878 | 1.2876
Wastewater treatment plant (WWTP) | WWTP 1261 | 3555 | 5.8427 | 12 to 23 | 98.1575 | 0.85986 | 122.6969 | 1.0748 | 147.2362 | 1.2898
Wastewater treatment plant (WWTP) | WWTP 1260 | 3558 | 5.8476 | 12 to 23 | 98.2403 | 0.86059 | 122.8004 | 1.0757 | 147.3605 | 1.2909
Wastewater treatment plant (WWTP) | WWTP 1259 | 3559 | 5.8493 | 12 to 23 | 98.2679 | 0.86083 | 122.8349 | 1.076 | 147.4019 | 1.2912
Wastewater treatment plant (WWTP) | WWTP 1258 | 3575 | 5.8756 | 12 to 23 | 98.7097 | 0.8647 | 123.3872 | 1.0809 | 148.0646 | 1.297
Wastewater treatment plant (WWTP) | WWTP 1257 | 3587 | 5.8953 | 12 to 23 | 99.0411 | 0.8676 | 123.8013 | 1.0845 | 148.5616 | 1.3014
Wastewater treatment plant (WWTP) | WWTP 1256 | 3597 | 5.9117 | 12 to 23 | 99.3172 | 0.87002 | 124.1465 | 1.0875 | 148.9758 | 1.305
Wastewater treatment plant (WWTP) | WWTP 1255 | 3622 | 5.9528 | 12 to 23 | 100.0074 | 0.87607 | 125.0093 | 1.0951 | 150.0112 | 1.3141
Wastewater treatment plant (WWTP) | WWTP 1254 | 3660 | 6.0153 | 12 to 23 | 101.0567 | 0.88526 | 126.3208 | 1.1066 | 151.585 | 1.3279
Wastewater treatment plant (WWTP) | WWTP 1251 | 3662 | 6.0186 | 12 to 23 | 101.1119 | 0.88574 | 126.3899 | 1.1072 | 151.6678 | 1.3286
Wastewater treatment plant (WWTP) | WWTP 1252 | 3662 | 6.0186 | 12 to 23 | 101.1119 | 0.88574 | 126.3899 | 1.1072 | 151.6678 | 1.3286
Wastewater treatment plant (WWTP) | WWTP 1253 | 3662 | 6.0186 | 12 to 23 | 101.1119 | 0.88574 | 126.3899 | 1.1072 | 151.6678 | 1.3286
Wastewater treatment plant (WWTP) | WWTP 1250 | 3668 | 6.0284 | 12 to 23 | 101.2776 | 0.88719 | 126.5969 | 1.109 | 151.9163 | 1.3308
Wastewater treatment plant (WWTP) | WWTP 1249 | 3689 | 6.0629 | 12 to 23 | 101.8574 | 0.89227 | 127.3217 | 1.1153 | 152.7861 | 1.3384
Wastewater treatment plant (WWTP) | WWTP 1248 | 3691 | 6.0662 | 12 to 23 | 101.9126 | 0.89275 | 127.3908 | 1.1159 | 152.8689 | 1.3391
Wastewater treatment plant (WWTP) | WWTP 1247 | 3693 | 6.0695 | 12 to 23 | 101.9678 | 0.89324 | 127.4598 | 1.1165 | 152.9518 | 1.3399
Wastewater treatment plant (WWTP) | WWTP 1246 | 3698 | 6.0777 | 12 to 23 | 102.1059 | 0.89445 | 127.6324 | 1.1181 | 153.1588 | 1.3417
Wastewater treatment plant (WWTP) | WWTP 1245 | 3714 | 6.104 | 12 to 23 | 102.5477 | 0.89832 | 128.1846 | 1.1229 | 153.8215 | 1.3475
Wastewater treatment plant (WWTP) | WWTP 1244 | 3716 | 6.1073 | 12 to 23 | 102.6029 | 0.8988 | 128.2536 | 1.1235 | 153.9043 | 1.3482
Wastewater treatment plant (WWTP) | WWTP 1243 | 3720 | 6.1139 | 12 to 23 | 102.7133 | 0.89977 | 128.3917 | 1.1247 | 154.07 | 1.3497
Wastewater treatment plant (WWTP) | WWTP 1242 | 3724 | 6.1205 | 12 to 23 | 102.8238 | 0.90074 | 128.5297 | 1.1259 | 154.2357 | 1.3511
Wastewater treatment plant (WWTP) | WWTP 1241 | 3729 | 6.1287 | 12 to 23 | 102.9618 | 0.90195 | 128.7023 | 1.1274 | 154.4427 | 1.3529
Wastewater treatment plant (WWTP) | WWTP 1240 | 3735 | 6.1385 | 12 to 23 | 103.1275 | 0.9034 | 128.9094 | 1.1292 | 154.6913 | 1.3551
Wastewater treatment plant (WWTP) | WWTP 1239 | 3741 | 6.1484 | 12 to 23 | 103.2932 | 0.90485 | 129.1165 | 1.1311 | 154.9398 | 1.3573
Wastewater treatment plant (WWTP) | WWTP 1238 | 3759 | 6.178 | 12 to 23 | 103.7902 | 0.9092 | 129.7377 | 1.1365 | 155.6853 | 1.3638
Wastewater treatment plant (WWTP) | WWTP 1237 | 3762 | 6.1829 | 12 to 23 | 103.873 | 0.90993 | 129.8413 | 1.1374 | 155.8095 | 1.3649
Wastewater treatment plant (WWTP) | WWTP 1236 | 3765 | 6.1878 | 12 to 23 | 103.9558 | 0.91065 | 129.9448 | 1.1383 | 155.9338 | 1.366
Wastewater treatment plant (WWTP) | WWTP 1235 | 3766 | 6.1895 | 12 to 23 | 103.9834 | 0.91089 | 129.9793 | 1.1386 | 155.9752 | 1.3663
Wastewater treatment plant (WWTP) | WWTP 1233 | 3786 | 6.2224 | 12 to 23 | 104.5357 | 0.91573 | 130.6696 | 1.1447 | 156.8035 | 1.3736
Wastewater treatment plant (WWTP) | WWTP 1234 | 3786 | 6.2224 | 12 to 23 | 104.5357 | 0.91573 | 130.6696 | 1.1447 | 156.8035 | 1.3736
Wastewater treatment plant (WWTP) | WWTP 1231 | 3793 | 6.2339 | 12 to 23 | 104.7289 | 0.91743 | 130.9112 | 1.1468 | 157.0934 | 1.3761
Wastewater treatment plant (WWTP) | WWTP 1232 | 3793 | 6.2339 | 12 to 23 | 104.7289 | 0.91743 | 130.9112 | 1.1468 | 157.0934 | 1.3761
Wastewater treatment plant (WWTP) | WWTP 1230 | 3799 | 6.2437 | 12 to 23 | 104.8946 | 0.91888 | 131.1183 | 1.1486 | 157.3419 | 1.3783
Wastewater treatment plant (WWTP) | WWTP 1229 | 3801 | 6.247 | 12 to 23 | 104.9498 | 0.91936 | 131.1873 | 1.1492 | 157.4247 | 1.379
Wastewater treatment plant (WWTP) | WWTP 1228 | 3813 | 6.2667 | 12 to 23 | 105.2812 | 0.92226 | 131.6015 | 1.1528 | 157.9218 | 1.3834
Wastewater treatment plant (WWTP) | WWTP 1227 | 3817 | 6.2733 | 12 to 23 | 105.3916 | 0.92323 | 131.7395 | 1.154 | 158.0874 | 1.3848
Wastewater treatment plant (WWTP) | WWTP 1226 | 3818 | 6.275 | 12 to 23 | 105.4192 | 0.92347 | 131.774 | 1.1543 | 158.1288 | 1.3852
Wastewater treatment plant (WWTP) | WWTP 1225 | 3823 | 6.2832 | 12 to 23 | 105.5573 | 0.92468 | 131.9466 | 1.1559 | 158.3359 | 1.387
Wastewater treatment plant (WWTP) | WWTP 1224 | 3829 | 6.293 | 12 to 23 | 105.7229 | 0.92613 | 132.1537 | 1.1577 | 158.5844 | 1.3892
Wastewater treatment plant (WWTP) | WWTP 1223 | 3831 | 6.2963 | 12 to 23 | 105.7782 | 0.92662 | 132.2227 | 1.1583 | 158.6672 | 1.3899
Wastewater treatment plant (WWTP) | WWTP 1222 | 3832 | 6.298 | 12 to 23 | 105.8058 | 0.92686 | 132.2572 | 1.1586 | 158.7087 | 1.3903
Wastewater treatment plant (WWTP) | WWTP 1221 | 3836 | 6.3045 | 12 to 23 | 105.9162 | 0.92783 | 132.3953 | 1.1598 | 158.8743 | 1.3917
Wastewater treatment plant (WWTP) | WWTP 1220 | 3837 | 6.3062 | 12 to 23 | 105.9438 | 0.92807 | 132.4298 | 1.1601 | 158.9158 | 1.3921
Wastewater treatment plant (WWTP) | WWTP 1219 | 3843 | 6.316 | 12 to 23 | 106.1095 | 0.92952 | 132.6369 | 1.1619 | 159.1643 | 1.3943
Wastewater treatment plant (WWTP) | WWTP 1218 | 3853 | 6.3325 | 12 to 23 | 106.3856 | 0.93194 | 132.982 | 1.1649 | 159.5784 | 1.3979
Wastewater treatment plant (WWTP) | WWTP 1217 | 3870 | 6.3604 | 12 to 23 | 106.855 | 0.93605 | 133.5687 | 1.1701 | 160.2825 | 1.4041
Wastewater treatment plant (WWTP) | WWTP 1216 | 3894 | 6.3999 | 12 to 23 | 107.5177 | 0.94185 | 134.3971 | 1.1773 | 161.2765 | 1.4128
Wastewater treatment plant (WWTP) | WWTP 1215 | 3898 | 6.4064 | 12 to 23 | 107.6281 | 0.94282 | 134.5351 | 1.1785 | 161.4422 | 1.4142
Wastewater treatment plant (WWTP) | WWTP 1214 | 3913 | 6.4311 | 12 to 23 | 108.0423 | 0.94645 | 135.0528 | 1.1831 | 162.0634 | 1.4197
Wastewater treatment plant (WWTP) | WWTP 1213 | 3915 | 6.4344 | 12 to 23 | 108.0975 | 0.94693 | 135.1219 | 1.1837 | 162.1463 | 1.4204
Wastewater treatment plant (WWTP) | WWTP 1212 | 3919 | 6.4409 | 12 to 23 | 108.2079 | 0.9479 | 135.2599 | 1.1849 | 162.3119 | 1.4219
Wastewater treatment plant (WWTP) | WWTP 1211 | 3937 | 6.4705 | 12 to 23 | 108.7049 | 0.95226 | 135.8812 | 1.1903 | 163.0574 | 1.4284
Wastewater treatment plant (WWTP) | WWTP 1210 | 3944 | 6.482 | 12 to 23 | 108.8982 | 0.95395 | 136.1228 | 1.1924 | 163.3473 | 1.4309
Wastewater treatment plant (WWTP) | WWTP 1209 | 3951 | 6.4935 | 12 to 23 | 109.0915 | 0.95564 | 136.3644 | 1.1946 | 163.6372 | 1.4335
Wastewater treatment plant (WWTP) | WWTP 1208 | 3953 | 6.4968 | 12 to 23 | 109.1467 | 0.95613 | 136.4334 | 1.1952 | 163.7201 | 1.4342
Wastewater treatment plant (WWTP) | WWTP 1207 | 3955 | 6.5001 | 12 to 23 | 109.2019 | 0.95661 | 136.5024 | 1.1958 | 163.8029 | 1.4349
Wastewater treatment plant (WWTP) | WWTP 1206 | 3956 | 6.5018 | 12 to 23 | 109.2296 | 0.95685 | 136.5369 | 1.1961 | 163.8443 | 1.4353
Wastewater treatment plant (WWTP) | WWTP 1205 | 3960 | 6.5083 | 12 to 23 | 109.34 | 0.95782 | 136.675 | 1.1973 | 164.01 | 1.4367
Wastewater treatment plant (WWTP) | WWTP 1204 | 3967 | 6.5198 | 12 to 23 | 109.5333 | 0.95951 | 136.9166 | 1.1994 | 164.2999 | 1.4393
Wastewater treatment plant (WWTP) | WWTP 1203 | 3973 | 6.5297 | 12 to 23 | 109.6989 | 0.96096 | 137.1237 | 1.2012 | 164.5484 | 1.4414
Wastewater treatment plant (WWTP) | WWTP 1202 | 3977 | 6.5363 | 12 to 23 | 109.8094 | 0.96193 | 137.2617 | 1.2024 | 164.7141 | 1.4429
Wastewater treatment plant (WWTP) | WWTP 1201 | 3978 | 6.5379 | 12 to 23 | 109.837 | 0.96217 | 137.2963 | 1.2027 | 164.7555 | 1.4433
Wastewater treatment plant (WWTP) | WWTP 1200 | 4014 | 6.5971 | 12 to 23 | 110.831 | 0.97088 | 138.5387 | 1.2136 | 166.2465 | 1.4563
Wastewater treatment plant (WWTP) | WWTP 1199 | 4026 | 6.6168 | 12 to 23 | 111.1623 | 0.97378 | 138.9529 | 1.2172 | 166.7435 | 1.4607
Wastewater treatment plant (WWTP) | WWTP 1198 | 4034 | 6.63 | 12 to 23 | 111.3832 | 0.97572 | 139.229 | 1.2196 | 167.0748 | 1.4636
Wastewater treatment plant (WWTP) | WWTP 1197 | 4046 | 6.6497 | 12 to 23 | 111.7146 | 0.97862 | 139.6432 | 1.2233 | 167.5718 | 1.4679
Wastewater treatment plant (WWTP) | WWTP 1196 | 4051 | 6.6579 | 12 to 23 | 111.8526 | 0.97983 | 139.8158 | 1.2248 | 167.7789 | 1.4697
Wastewater treatment plant (WWTP) | WWTP 1195 | 4058 | 6.6694 | 12 to 23 | 112.0459 | 0.98152 | 140.0574 | 1.2269 | 168.0688 | 1.4723
Wastewater treatment plant (WWTP) | WWTP 1194 | 4061 | 6.6743 | 12 to 23 | 112.1287 | 0.98225 | 140.1609 | 1.2278 | 168.1931 | 1.4734
Wastewater treatment plant (WWTP) | WWTP 1193 | 4090 | 6.722 | 12 to 23 | 112.9294 | 0.98926 | 141.1618 | 1.2366 | 169.3942 | 1.4839
Wastewater treatment plant (WWTP) | WWTP 1191 | 4100 | 6.7384 | 12 to 23 | 113.2056 | 0.99168 | 141.5069 | 1.2396 | 169.8083 | 1.4875
Wastewater treatment plant (WWTP) | WWTP 1192 | 4100 | 6.7384 | 12 to 23 | 113.2056 | 0.99168 | 141.5069 | 1.2396 | 169.8083 | 1.4875
Wastewater treatment plant (WWTP) | WWTP 1190 | 4105 | 6.7466 | 12 to 23 | 113.3436 | 0.99289 | 141.6795 | 1.2411 | 170.0154 | 1.4893
Wastewater treatment plant (WWTP) | WWTP 1189 | 4113 | 6.7598 | 12 to 23 | 113.5645 | 0.99483 | 141.9556 | 1.2435 | 170.3468 | 1.4922
Wastewater treatment plant (WWTP) | WWTP 1188 | 4119 | 6.7697 | 12 to 23 | 113.7302 | 0.99628 | 142.1627 | 1.2453 | 170.5953 | 1.4944
Wastewater treatment plant (WWTP) | WWTP 1187 | 4131 | 6.7894 | 12 to 23 | 114.0615 | 0.99918 | 142.5769 | 1.249 | 171.0922 | 1.4988
Wastewater treatment plant (WWTP) | WWTP 1186 | 4146 | 6.814 | 12 to 23 | 114.4757 | 1.0028 | 143.0946 | 1.2535 | 171.7135 | 1.5042
Wastewater treatment plant (WWTP) | WWTP 1185 | 4152 | 6.8239 | 12 to 23 | 114.6413 | 1.0043 | 143.3017 | 1.2553 | 171.962 | 1.5064
Wastewater treatment plant (WWTP) | WWTP 1184 | 4159 | 6.8354 | 12 to 23 | 114.8346 | 1.006 | 143.5433 | 1.2574 | 172.2519 | 1.5089
Wastewater treatment plant (WWTP) | WWTP 1183 | 4168 | 6.8502 | 12 to 23 | 115.0831 | 1.0081 | 143.8539 | 1.2602 | 172.6247 | 1.5122
Wastewater treatment plant (WWTP) | WWTP 1182 | 4191 | 6.888 | 12 to 23 | 115.7182 | 1.0137 | 144.6477 | 1.2671 | 173.5773 | 1.5205
Wastewater treatment plant (WWTP) | WWTP 1181 | 4194 | 6.8929 | 12 to 23 | 115.801 | 1.0144 | 144.7512 | 1.268 | 173.7015 | 1.5216
Wastewater treatment plant (WWTP) | WWTP 1179 | 4195 | 6.8946 | 12 to 23 | 115.8286 | 1.0147 | 144.7858 | 1.2683 | 173.7429 | 1.522
Wastewater treatment plant (WWTP) | WWTP 1180 | 4195 | 6.8946 | 12 to 23 | 115.8286 | 1.0147 | 144.7858 | 1.2683 | 173.7429 | 1.522
Wastewater treatment plant (WWTP) | WWTP 1178 | 4225 | 6.9439 | 12 to 23 | 116.6569 | 1.0219 | 145.8212 | 1.2774 | 174.9854 | 1.5329
Wastewater treatment plant (WWTP) | WWTP 1177 | 4226 | 6.9455 | 12 to 23 | 116.6846 | 1.0222 | 145.8557 | 1.2777 | 175.0268 | 1.5332
Wastewater treatment plant (WWTP) | WWTP 1176 | 4229 | 6.9504 | 12 to 23 | 116.7674 | 1.0229 | 145.9592 | 1.2786 | 175.1511 | 1.5343
Wastewater treatment plant (WWTP) | WWTP 1175 | 4230 | 6.9521 | 12 to 23 | 116.795 | 1.0231 | 145.9938 | 1.2789 | 175.1925 | 1.5347
Wastewater treatment plant (WWTP) | WWTP 1174 | 4290 | 7.0507 | 12 to 23 | 118.4517 | 1.0376 | 148.0646 | 1.297 | 177.6775 | 1.5565
Wastewater treatment plant (WWTP) | WWTP 1173 | 4299 | 7.0655 | 12 to 23 | 118.7002 | 1.0398 | 148.3752 | 1.2998 | 178.0503 | 1.5597
Wastewater treatment plant (WWTP) | WWTP 1172 | 4303 | 7.0721 | 12 to 23 | 118.8106 | 1.0408 | 148.5133 | 1.301 | 178.2159 | 1.5612
Wastewater treatment plant (WWTP) | WWTP 1171 | 4312 | 7.0869 | 12 to 23 | 119.0591 | 1.043 | 148.8239 | 1.3037 | 178.5887 | 1.5644
Wastewater treatment plant (WWTP) | WWTP 1170 | 4318 | 7.0967 | 12 to 23 | 119.2248 | 1.0444 | 149.031 | 1.3055 | 178.8372 | 1.5666
Wastewater treatment plant (WWTP) | WWTP 1169 | 4321 | 7.1016 | 12 to 23 | 119.3076 | 1.0451 | 149.1345 | 1.3064 | 178.9614 | 1.5677
Wastewater treatment plant (WWTP) | WWTP 1168 | 4322 | 7.1033 | 12 to 23 | 119.3352 | 1.0454 | 149.169 | 1.3067 | 179.0028 | 1.5681
Wastewater treatment plant (WWTP) | WWTP 1167 | 4331 | 7.1181 | 12 to 23 | 119.5837 | 1.0476 | 149.4797 | 1.3094 | 179.3756 | 1.5713
Wastewater treatment plant (WWTP) | WWTP 1166 | 4335 | 7.1247 | 12 to 23 | 119.6942 | 1.0485 | 149.6177 | 1.3107 | 179.5412 | 1.5728
Wastewater treatment plant (WWTP) | WWTP 1165 | 4342 | 7.1362 | 12 to 23 | 119.8874 | 1.0502 | 149.8593 | 1.3128 | 179.8312 | 1.5753
Wastewater treatment plant (WWTP) | WWTP 1163 | 4349 | 7.1477 | 12 to 23 | 120.0807 | 1.0519 | 150.1009 | 1.3149 | 180.1211 | 1.5779
Wastewater treatment plant (WWTP) | WWTP 1164 | 4349 | 7.1477 | 12 to 23 | 120.0807 | 1.0519 | 150.1009 | 1.3149 | 180.1211 | 1.5779
Wastewater treatment plant (WWTP) | WWTP 1162 | 4356 | 7.1592 | 12 to 23 | 120.274 | 1.0536 | 150.3425 | 1.317 | 180.411 | 1.5804
Wastewater treatment plant (WWTP) | WWTP 1161 | 4372 | 7.1855 | 12 to 23 | 120.7158 | 1.0575 | 150.8947 | 1.3218 | 181.0737 | 1.5862
Wastewater treatment plant (WWTP) | WWTP 1160 | 4376 | 7.192 | 12 to 23 | 120.8262 | 1.0584 | 151.0328 | 1.323 | 181.2393 | 1.5877
Wastewater treatment plant (WWTP) | WWTP 1158 | 4381 | 7.2003 | 12 to 23 | 120.9643 | 1.0596 | 151.2053 | 1.3246 | 181.4464 | 1.5895
Wastewater treatment plant (WWTP) | WWTP 1159 | 4381 | 7.2003 | 12 to 23 | 120.9643 | 1.0596 | 151.2053 | 1.3246 | 181.4464 | 1.5895
Wastewater treatment plant (WWTP) | WWTP 1157 | 4407 | 7.243 | 12 to 23 | 121.6822 | 1.0659 | 152.1027 | 1.3324 | 182.5232 | 1.5989
Wastewater treatment plant (WWTP) | WWTP 1156 | 4426 | 7.2742 | 12 to 23 | 122.2068 | 1.0705 | 152.7585 | 1.3382 | 183.3102 | 1.6058
Wastewater treatment plant (WWTP) | WWTP 1155 | 4435 | 7.289 | 12 to 23 | 122.4553 | 1.0727 | 153.0691 | 1.3409 | 183.6829 | 1.6091
Wastewater treatment plant (WWTP) | WWTP 1154 | 4441 | 7.2989 | 12 to 23 | 122.6209 | 1.0742 | 153.2762 | 1.3427 | 183.9314 | 1.6112
Wastewater treatment plant (WWTP) | WWTP 1153 | 4443 | 7.3022 | 12 to 23 | 122.6762 | 1.0746 | 153.3452 | 1.3433 | 184.0143 | 1.612
Wastewater treatment plant (WWTP) | WWTP 1152 | 4450 | 7.3137 | 12 to 23 | 122.8694 | 1.0763 | 153.5868 | 1.3454 | 184.3042 | 1.6145
Wastewater treatment plant (WWTP) | WWTP 1151 | 4451 | 7.3153 | 12 to 23 | 122.8971 | 1.0766 | 153.6213 | 1.3457 | 184.3456 | 1.6149
Wastewater treatment plant (WWTP) | WWTP 1150 | 4454 | 7.3202 | 12 to 23 | 122.9799 | 1.0773 | 153.7249 | 1.3466 | 184.4698 | 1.616
Wastewater treatment plant (WWTP) | WWTP 1149 | 4462 | 7.3334 | 12 to 23 | 123.2008 | 1.0792 | 154.001 | 1.349 | 184.8012 | 1.6189
Wastewater treatment plant (WWTP) | WWTP 1148 | 4467 | 7.3416 | 12 to 23 | 123.3388 | 1.0804 | 154.1735 | 1.3506 | 185.0083 | 1.6207
Wastewater treatment plant (WWTP) | WWTP 1147 | 4482 | 7.3662 | 12 to 23 | 123.753 | 1.0841 | 154.6912 | 1.3551 | 185.6295 | 1.6261
Wastewater treatment plant (WWTP) | WWTP 1146 | 4485 | 7.3712 | 12 to 23 | 123.8358 | 1.0848 | 154.7948 | 1.356 | 185.7537 | 1.6272
Wastewater treatment plant (WWTP) | WWTP 1145 | 4491 | 7.381 | 12 to 23 | 124.0015 | 1.0863 | 155.0019 | 1.3578 | 186.0023 | 1.6294
Wastewater treatment plant (WWTP) | WWTP 1144 | 4500 | 7.3958 | 12 to 23 | 124.25 | 1.0884 | 155.3125 | 1.3605 | 186.375 | 1.6326
Wastewater treatment plant (WWTP) | WWTP 1143 | 4501 | 7.3975 | 12 to 23 | 124.2776 | 1.0887 | 155.347 | 1.3608 | 186.4164 | 1.633
Wastewater treatment plant (WWTP) | WWTP 1142 | 4505 | 7.4041 | 12 to 23 | 124.3881 | 1.0896 | 155.4851 | 1.362 | 186.5821 | 1.6345
Wastewater treatment plant (WWTP) | WWTP 1141 | 4510 | 7.4123 | 12 to 23 | 124.5261 | 1.0908 | 155.6576 | 1.3636 | 186.7892 | 1.6363
Wastewater treatment plant (WWTP) | WWTP 1140 | 4520 | 7.4287 | 12 to 23 | 124.8022 | 1.0933 | 156.0028 | 1.3666 | 187.2033 | 1.6399
Wastewater treatment plant (WWTP) | WWTP 1139 | 4524 | 7.4353 | 12 to 23 | 124.9127 | 1.0942 | 156.1408 | 1.3678 | 187.369 | 1.6414
Wastewater treatment plant (WWTP) | WWTP 1138 | 4531 | 7.4468 | 12 to 23 | 125.1059 | 1.0959 | 156.3824 | 1.3699 | 187.6589 | 1.6439
Wastewater treatment plant (WWTP) | WWTP 1137 | 4533 | 7.4501 | 12 to 23 | 125.1612 | 1.0964 | 156.4515 | 1.3705 | 187.7418 | 1.6446
Wastewater treatment plant (WWTP) | WWTP 1136 | 4555 | 7.4862 | 12 to 23 | 125.7686 | 1.1017 | 157.2108 | 1.3772 | 188.6529 | 1.6526
Wastewater treatment plant (WWTP) | WWTP 1135 | 4563 | 7.4994 | 12 to 23 | 125.9895 | 1.1037 | 157.4869 | 1.3796 | 188.9843 | 1.6555
Wastewater treatment plant (WWTP) | WWTP 1134 | 4565 | 7.5027 | 12 to 23 | 126.0447 | 1.1042 | 157.5559 | 1.3802 | 189.0671 | 1.6562
Wastewater treatment plant (WWTP) | WWTP 1133 | 4574 | 7.5175 | 12 to 23 | 126.2932 | 1.1063 | 157.8665 | 1.3829 | 189.4398 | 1.6595
Wastewater treatment plant (WWTP) | WWTP 1132 | 4585 | 7.5355 | 12 to 23 | 126.5969 | 1.109 | 158.2462 | 1.3862 | 189.8954 | 1.6635
Wastewater treatment plant (WWTP) | WWTP 1131 | 4587 | 7.5388 | 12 to 23 | 126.6522 | 1.1095 | 158.3152 | 1.3868 | 189.9783 | 1.6642
Wastewater treatment plant (WWTP) | WWTP 1130 | 4589 | 7.5421 | 12 to 23 | 126.7074 | 1.11 | 158.3842 | 1.3874 | 190.0611 | 1.6649
Wastewater treatment plant (WWTP) | WWTP 1129 | 4605 | 7.5684 | 12 to 23 | 127.1492 | 1.1138 | 158.9365 | 1.3923 | 190.7237 | 1.6707
Wastewater treatment plant (WWTP) | WWTP 1128 | 4609 | 7.575 | 12 to 23 | 127.2596 | 1.1148 | 159.0745 | 1.3935 | 190.8894 | 1.6722
Wastewater treatment plant (WWTP) | WWTP 1127 | 4621 | 7.5947 | 12 to 23 | 127.5909 | 1.1177 | 159.4887 | 1.3971 | 191.3864 | 1.6765
Wastewater treatment plant (WWTP) | WWTP 1126 | 4638 | 7.6226 | 12 to 23 | 128.0603 | 1.1218 | 160.0754 | 1.4023 | 192.0905 | 1.6827
Wastewater treatment plant (WWTP) | WWTP 1125 | 4644 | 7.6325 | 12 to 23 | 128.226 | 1.1233 | 160.2825 | 1.4041 | 192.339 | 1.6849
Wastewater treatment plant (WWTP) | WWTP 1124 | 4652 | 7.6456 | 12 to 23 | 128.4469 | 1.1252 | 160.5586 | 1.4065 | 192.6703 | 1.6878
Wastewater treatment plant (WWTP) | WWTP 1123 | 4664 | 7.6654 | 12 to 23 | 128.7782 | 1.1281 | 160.9728 | 1.4101 | 193.1673 | 1.6921
Wastewater treatment plant (WWTP) | WWTP 1122 | 4668 | 7.6719 | 12 to 23 | 128.8887 | 1.1291 | 161.1108 | 1.4113 | 193.333 | 1.6936
Wastewater treatment plant (WWTP) | WWTP 1121 | 4672 | 7.6785 | 12 to 23 | 128.9991 | 1.13 | 161.2489 | 1.4125 | 193.4987 | 1.695
Wastewater treatment plant (WWTP) | WWTP 1120 | 4687 | 7.7032 | 12 to 23 | 129.4133 | 1.1337 | 161.7666 | 1.4171 | 194.1199 | 1.7005
Wastewater treatment plant (WWTP) | WWTP 1119 | 4692 | 7.7114 | 12 to 23 | 129.5513 | 1.1349 | 161.9392 | 1.4186 | 194.327 | 1.7023
Wastewater treatment plant (WWTP) | WWTP 1118 | 4715 | 7.7492 | 12 to 23 | 130.1864 | 1.1404 | 162.733 | 1.4255 | 195.2796 | 1.7106
Wastewater treatment plant (WWTP) | WWTP 1117 | 4722 | 7.7607 | 12 to 23 | 130.3797 | 1.1421 | 162.9746 | 1.4277 | 195.5695 | 1.7132
Wastewater treatment plant (WWTP) | WWTP 1116 | 4729 | 7.7722 | 12 to 23 | 130.5729 | 1.1438 | 163.2162 | 1.4298 | 195.8594 | 1.7157
Wastewater treatment plant (WWTP) | WWTP 1115 | 4743 | 7.7952 | 12 to 23 | 130.9595 | 1.1472 | 163.6994 | 1.434 | 196.4392 | 1.7208
Wastewater treatment plant (WWTP) | WWTP 1114 | 4744 | 7.7969 | 12 to 23 | 130.9871 | 1.1474 | 163.7339 | 1.4343 | 196.4807 | 1.7212
Wastewater treatment plant (WWTP) | WWTP 1113 | 4748 | 7.8034 | 12 to 23 | 131.0976 | 1.1484 | 163.8719 | 1.4355 | 196.6463 | 1.7226
Wastewater treatment plant (WWTP) | WWTP 1112 | 4760 | 7.8231 | 12 to 23 | 131.4289 | 1.1513 | 164.2861 | 1.4391 | 197.1433 | 1.727
Wastewater treatment plant (WWTP) | WWTP 1111 | 4765 | 7.8314 | 12 to 23 | 131.5669 | 1.1525 | 164.4587 | 1.4407 | 197.3504 | 1.7288
Wastewater treatment plant (WWTP) | WWTP 1110 | 4766 | 7.833 | 12 to 23 | 131.5946 | 1.1528 | 164.4932 | 1.441 | 197.3918 | 1.7292
Wastewater treatment plant (WWTP) | WWTP 1109 | 4771 | 7.8412 | 12 to 23 | 131.7326 | 1.154 | 164.6658 | 1.4425 | 197.5989 | 1.731
Wastewater treatment plant (WWTP) | WWTP 1108 | 4775 | 7.8478 | 12 to 23 | 131.8431 | 1.1549 | 164.8038 | 1.4437 | 197.7646 | 1.7324
Wastewater treatment plant (WWTP) | WWTP 1107 | 4776 | 7.8494 | 12 to 23 | 131.8707 | 1.1552 | 164.8383 | 1.444 | 197.806 | 1.7328
Wastewater treatment plant (WWTP) | WWTP 1106 | 4790 | 7.8725 | 12 to 23 | 132.2572 | 1.1586 | 165.3215 | 1.4482 | 198.3858 | 1.7379
Wastewater treatment plant (WWTP) | WWTP 1105 | 4804 | 7.8955 | 12 to 23 | 132.6438 | 1.162 | 165.8047 | 1.4524 | 198.9657 | 1.7429
Wastewater treatment plant (WWTP) | WWTP 1103 | 4829 | 7.9366 | 12 to 23 | 133.3341 | 1.168 | 166.6676 | 1.46 | 200.0011 | 1.752
Wastewater treatment plant (WWTP) | WWTP 1104 | 4829 | 7.9366 | 12 to 23 | 133.3341 | 1.168 | 166.6676 | 1.46 | 200.0011 | 1.752
Wastewater treatment plant (WWTP) | WWTP 1102 | 4838 | 7.9513 | 12 to 23 | 133.5826 | 1.1702 | 166.9782 | 1.4627 | 200.3738 | 1.7553
Wastewater treatment plant (WWTP) | WWTP 1101 | 4861 | 7.9891 | 12 to 23 | 134.2176 | 1.1757 | 167.772 | 1.4697 | 201.3264 | 1.7636
Wastewater treatment plant (WWTP) | WWTP 1100 | 4869 | 8.0023 | 12 to 23 | 134.4385 | 1.1777 | 168.0481 | 1.4721 | 201.6578 | 1.7665
Wastewater treatment plant (WWTP) | WWTP 1099 | 4893 | 8.0417 | 12 to 23 | 135.1012 | 1.1835 | 168.8765 | 1.4794 | 202.6517 | 1.7752
Wastewater treatment plant (WWTP) | WWTP 1098 | 4901 | 8.0549 | 12 to 23 | 135.3221 | 1.1854 | 169.1526 | 1.4818 | 202.9831 | 1.7781
Wastewater treatment plant (WWTP) | WWTP 1097 | 4910 | 8.0697 | 12 to 23 | 135.5706 | 1.1876 | 169.4632 | 1.4845 | 203.3558 | 1.7814
Wastewater treatment plant (WWTP) | WWTP 1096 | 4912 | 8.073 | 12 to 23 | 135.6258 | 1.1881 | 169.5322 | 1.4851 | 203.4387 | 1.7821
Wastewater treatment plant (WWTP) | WWTP 1095 | 4930 | 8.1025 | 12 to 23 | 136.1228 | 1.1924 | 170.1535 | 1.4905 | 204.1842 | 1.7887
Wastewater treatment plant (WWTP) | WWTP 1094 | 4933 | 8.1075 | 12 to 23 | 136.2056 | 1.1932 | 170.257 | 1.4915 | 204.3084 | 1.7897
Wastewater treatment plant (WWTP) | WWTP 1093 | 4939 | 8.1173 | 12 to 23 | 136.3713 | 1.1946 | 170.4641 | 1.4933 | 204.5569 | 1.7919
Wastewater treatment plant (WWTP) | WWTP 1092 | 4950 | 8.1354 | 12 to 23 | 136.675 | 1.1973 | 170.8437 | 1.4966 | 205.0125 | 1.7959
Wastewater treatment plant (WWTP) | WWTP 1091 | 4965 | 8.1601 | 12 to 23 | 137.0892 | 1.2009 | 171.3615 | 1.5011 | 205.6338 | 1.8014
Wastewater treatment plant (WWTP) | WWTP 1090 | 4982 | 8.188 | 12 to 23 | 137.5586 | 1.205 | 171.9482 | 1.5063 | 206.3378 | 1.8075
Wastewater treatment plant (WWTP) | WWTP 1089 | 4986 | 8.1946 | 12 to 23 | 137.669 | 1.206 | 172.0863 | 1.5075 | 206.5035 | 1.809
Wastewater treatment plant (WWTP) | WWTP 1088 | 5015 | 8.2422 | 12 to 23 | 138.4697 | 1.213 | 173.0872 | 1.5162 | 207.7046 | 1.8195
Wastewater treatment plant (WWTP) | WWTP 1087 | 5019 | 8.2488 | 12 to 23 | 138.5802 | 1.214 | 173.2252 | 1.5175 | 207.8703 | 1.8209
Wastewater treatment plant (WWTP) | WWTP 1086 | 5020 | 8.2505 | 12 to 23 | 138.6078 | 1.2142 | 173.2597 | 1.5178 | 207.9117 | 1.8213
Wastewater treatment plant (WWTP) | WWTP 1085 | 5026 | 8.2603 | 12 to 23 | 138.7734 | 1.2157 | 173.4668 | 1.5196 | 208.1602 | 1.8235
Wastewater treatment plant (WWTP) | WWTP 1084 | 5040 | 8.2833 | 12 to 23 | 139.16 | 1.219 | 173.95 | 1.5238 | 208.74 | 1.8286
Wastewater treatment plant (WWTP) | WWTP 1083 | 5048 | 8.2965 | 12 to 23 | 139.3809 | 1.221 | 174.2261 | 1.5262 | 209.0713 | 1.8315
Wastewater treatment plant (WWTP) | WWTP 1082 | 5052 | 8.3031 | 12 to 23 | 139.4913 | 1.2219 | 174.3642 | 1.5274 | 209.237 | 1.8329
Wastewater treatment plant (WWTP) | WWTP 1081 | 5069 | 8.331 | 12 to 23 | 139.9607 | 1.2261 | 174.9509 | 1.5326 | 209.9411 | 1.8391
Wastewater treatment plant (WWTP) | WWTP 1080 | 5083 | 8.354 | 12 to 23 | 140.3473 | 1.2294 | 175.4341 | 1.5368 | 210.5209 | 1.8442
Wastewater treatment plant (WWTP) | WWTP 1079 | 5088 | 8.3622 | 12 to 23 | 140.4853 | 1.2307 | 175.6067 | 1.5383 | 210.728 | 1.846
Wastewater treatment plant (WWTP) | WWTP 1078 | 5126 | 8.4247 | 12 to 23 | 141.5346 | 1.2398 | 176.9182 | 1.5498 | 212.3018 | 1.8598
Wastewater treatment plant (WWTP) | WWTP 1077 | 5134 | 8.4378 | 12 to 23 | 141.7554 | 1.2418 | 177.1943 | 1.5522 | 212.6332 | 1.8627
Wastewater treatment plant (WWTP) | WWTP 1076 | 5141 | 8.4493 | 12 to 23 | 141.9487 | 1.2435 | 177.4359 | 1.5543 | 212.9231 | 1.8652
Wastewater treatment plant (WWTP) | WWTP 1074 | 5144 | 8.4543 | 12 to 23 | 142.0316 | 1.2442 | 177.5394 | 1.5552 | 213.0473 | 1.8663
Wastewater treatment plant (WWTP) | WWTP 1075 | 5144 | 8.4543 | 12 to 23 | 142.0316 | 1.2442 | 177.5394 | 1.5552 | 213.0473 | 1.8663
Wastewater treatment plant (WWTP) | WWTP 1073 | 5151 | 8.4658 | 12 to 23 | 142.2248 | 1.2459 | 177.781 | 1.5574 | 213.3372 | 1.8688
Wastewater treatment plant (WWTP) | WWTP 1072 | 5153 | 8.4691 | 12 to 23 | 142.2801 | 1.2464 | 177.8501 | 1.558 | 213.4201 | 1.8696
Wastewater treatment plant (WWTP) | WWTP 1071 | 5161 | 8.4822 | 12 to 23 | 142.5009 | 1.2483 | 178.1262 | 1.5604 | 213.7514 | 1.8725
Wastewater treatment plant (WWTP) | WWTP 1070 | 5170 | 8.497 | 12 to 23 | 142.7494 | 1.2505 | 178.4368 | 1.5631 | 214.1242 | 1.8757
Wastewater treatment plant (WWTP) | WWTP 1069 | 5186 | 8.5233 | 12 to 23 | 143.1912 | 1.2544 | 178.989 | 1.5679 | 214.7868 | 1.8815
Wastewater treatment plant (WWTP) | WWTP 1068 | 5195 | 8.5381 | 12 to 23 | 143.4397 | 1.2565 | 179.2997 | 1.5707 | 215.1596 | 1.8848
Wastewater treatment plant (WWTP) | WWTP 1067 | 5199 | 8.5447 | 12 to 23 | 143.5502 | 1.2575 | 179.4377 | 1.5719 | 215.3252 | 1.8862
Wastewater treatment plant (WWTP) | WWTP 1064 | 5203 | 8.5512 | 12 to 23 | 143.6606 | 1.2585 | 179.5758 | 1.5731 | 215.4909 | 1.8877
Wastewater treatment plant (WWTP) | WWTP 1065 | 5203 | 8.5512 | 12 to 23 | 143.6606 | 1.2585 | 179.5758 | 1.5731 | 215.4909 | 1.8877
Wastewater treatment plant (WWTP) | WWTP 1066 | 5203 | 8.5512 | 12 to 23 | 143.6606 | 1.2585 | 179.5758 | 1.5731 | 215.4909 | 1.8877
Wastewater treatment plant (WWTP) | WWTP 1063 | 5237 | 8.6071 | 12 to 23 | 144.5994 | 1.2667 | 180.7492 | 1.5834 | 216.8991 | 1.9
Wastewater treatment plant (WWTP) | WWTP 1062 | 5247 | 8.6235 | 12 to 23 | 144.8755 | 1.2691 | 181.0944 | 1.5864 | 217.3132 | 1.9037
Wastewater treatment plant (WWTP) | WWTP 1061 | 5256 | 8.6383 | 12 to 23 | 145.124 | 1.2713 | 181.405 | 1.5891 | 217.686 | 1.9069
Wastewater treatment plant (WWTP) | WWTP 1060 | 5269 | 8.6597 | 12 to 23 | 145.4829 | 1.2744 | 181.8537 | 1.593 | 218.2244 | 1.9116
Wastewater treatment plant (WWTP) | WWTP 1059 | 5292 | 8.6975 | 12 to 23 | 146.118 | 1.28 | 182.6475 | 1.6 | 219.177 | 1.92
Wastewater treatment plant (WWTP) | WWTP 1058 | 5298 | 8.7074 | 12 to 23 | 146.2837 | 1.2814 | 182.8546 | 1.6018 | 219.4255 | 1.9222
Wastewater treatment plant (WWTP) | WWTP 1057 | 5302 | 8.7139 | 12 to 23 | 146.3941 | 1.2824 | 182.9926 | 1.603 | 219.5912 | 1.9236
Wastewater treatment plant (WWTP) | WWTP 1056 | 5305 | 8.7189 | 12 to 23 | 146.4769 | 1.2831 | 183.0962 | 1.6039 | 219.7154 | 1.9247
Wastewater treatment plant (WWTP) | WWTP 1055 | 5308 | 8.7238 | 12 to 23 | 146.5598 | 1.2839 | 183.1997 | 1.6048 | 219.8397 | 1.9258
Wastewater treatment plant (WWTP) | WWTP 1054 | 5319 | 8.7419 | 12 to 23 | 146.8635 | 1.2865 | 183.5794 | 1.6082 | 220.2953 | 1.9298
Wastewater treatment plant (WWTP) | WWTP 1053 | 5321 | 8.7452 | 12 to 23 | 146.9187 | 1.287 | 183.6484 | 1.6088 | 220.3781 | 1.9305
Wastewater treatment plant (WWTP) | WWTP 1052 | 5323 | 8.7484 | 12 to 23 | 146.9739 | 1.2875 | 183.7174 | 1.6094 | 220.4609 | 1.9312
Wastewater treatment plant (WWTP) | WWTP 1051 | 5334 | 8.7665 | 12 to 23 | 147.2777 | 1.2902 | 184.0971 | 1.6127 | 220.9165 | 1.9352
Wastewater treatment plant (WWTP) | WWTP 1050 | 5349 | 8.7912 | 12 to 23 | 147.6918 | 1.2938 | 184.6148 | 1.6172 | 221.5378 | 1.9407
Wastewater treatment plant (WWTP) | WWTP 1049 | 5354 | 8.7994 | 12 to 23 | 147.8299 | 1.295 | 184.7874 | 1.6187 | 221.7448 | 1.9425
Wastewater treatment plant (WWTP) | WWTP 1048 | 5371 | 8.8273 | 12 to 23 | 148.2993 | 1.2991 | 185.3741 | 1.6239 | 222.4489 | 1.9487
Wastewater treatment plant (WWTP) | WWTP 1047 | 5372 | 8.829 | 12 to 23 | 148.3269 | 1.2993 | 185.4086 | 1.6242 | 222.4903 | 1.949
Wastewater treatment plant (WWTP) | WWTP 1046 | 5391 | 8.8602 | 12 to 23 | 148.8515 | 1.3039 | 186.0644 | 1.6299 | 223.2772 | 1.9559
Wastewater treatment plant (WWTP) | WWTP 1045 | 5410 | 8.8914 | 12 to 23 | 149.3761 | 1.3085 | 186.7201 | 1.6357 | 224.0642 | 1.9628
Wastewater treatment plant (WWTP) | WWTP 1044 | 5413 | 8.8964 | 12 to 23 | 149.4589 | 1.3093 | 186.8237 | 1.6366 | 224.1884 | 1.9639
Wastewater treatment plant (WWTP) | WWTP 1043 | 5418 | 8.9046 | 12 to 23 | 149.597 | 1.3105 | 186.9963 | 1.6381 | 224.3955 | 1.9657
Wastewater treatment plant (WWTP) | WWTP 1042 | 5422 | 8.9112 | 12 to 23 | 149.7074 | 1.3114 | 187.1343 | 1.6393 | 224.5612 | 1.9672
Wastewater treatment plant (WWTP) | WWTP 1041 | 5436 | 8.9342 | 12 to 23 | 150.094 | 1.3148 | 187.6175 | 1.6435 | 225.141 | 1.9722
Wastewater treatment plant (WWTP) | WWTP 1040 | 5442 | 8.944 | 12 to 23 | 150.2597 | 1.3163 | 187.8246 | 1.6453 | 225.3895 | 1.9744
Wastewater treatment plant (WWTP) | WWTP 1039 | 5447 | 8.9522 | 12 to 23 | 150.3977 | 1.3175 | 187.9972 | 1.6469 | 225.5966 | 1.9762
Wastewater treatment plant (WWTP) | WWTP 1038 | 5460 | 8.9736 | 12 to 23 | 150.7567 | 1.3206 | 188.4458 | 1.6508 | 226.135 | 1.9809
Wastewater treatment plant (WWTP) | WWTP 1037 | 5496 | 9.0328 | 12 to 23 | 151.7507 | 1.3293 | 189.6883 | 1.6617 | 227.626 | 1.994
Wastewater treatment plant (WWTP) | WWTP 1036 | 5500 | 9.0394 | 12 to 23 | 151.8611 | 1.3303 | 189.8264 | 1.6629 | 227.7917 | 1.9955
Wastewater treatment plant (WWTP) | WWTP 1035 | 5513 | 9.0607 | 12 to 23 | 152.2201 | 1.3334 | 190.2751 | 1.6668 | 228.3301 | 2.0002
Wastewater treatment plant (WWTP) | WWTP 1034 | 5524 | 9.0788 | 12 to 23 | 152.5238 | 1.3361 | 190.6547 | 1.6701 | 228.7857 | 2.0042
Wastewater treatment plant (WWTP) | WWTP 1033 | 5539 | 9.1034 | 12 to 23 | 152.9379 | 1.3397 | 191.1724 | 1.6747 | 229.4069 | 2.0096
Wastewater treatment plant (WWTP) | WWTP 1032 | 5550 | 9.1215 | 12 to 23 | 153.2417 | 1.3424 | 191.5521 | 1.678 | 229.8625 | 2.0136
Wastewater treatment plant (WWTP) | WWTP 1031 | 5558 | 9.1347 | 12 to 23 | 153.4626 | 1.3443 | 191.8282 | 1.6804 | 230.1938 | 2.0165
Wastewater treatment plant (WWTP) | WWTP 1030 | 5560 | 9.138 | 12 to 23 | 153.5178 | 1.3448 | 191.8972 | 1.681 | 230.2767 | 2.0172
Wastewater treatment plant (WWTP) | WWTP 1029 | 5567 | 9.1495 | 12 to 23 | 153.7111 | 1.3465 | 192.1388 | 1.6831 | 230.5666 | 2.0198
Wastewater treatment plant (WWTP) | WWTP 1028 | 5570 | 9.1544 | 12 to 23 | 153.7939 | 1.3472 | 192.2424 | 1.684 | 230.6908 | 2.0209
Wastewater treatment plant (WWTP) | WWTP 1027 | 5608 | 9.2169 | 12 to 23 | 154.8431 | 1.3564 | 193.5539 | 1.6955 | 232.2647 | 2.0346
Wastewater treatment plant (WWTP) | WWTP 1026 | 5611 | 9.2218 | 12 to 23 | 154.9259 | 1.3572 | 193.6574 | 1.6964 | 232.3889 | 2.0357
Wastewater treatment plant (WWTP) | WWTP 1025 | 5618 | 9.2333 | 12 to 23 | 155.1192 | 1.3588 | 193.899 | 1.6986 | 232.6788 | 2.0383
Wastewater treatment plant (WWTP) | WWTP 1024 | 5629 | 9.2514 | 12 to 23 | 155.4229 | 1.3615 | 194.2787 | 1.7019 | 233.1344 | 2.0423
Wastewater treatment plant (WWTP) | WWTP 1023 | 5630 | 9.253 | 12 to 23 | 155.4506 | 1.3617 | 194.3132 | 1.7022 | 233.1758 | 2.0426
Wastewater treatment plant (WWTP) | WWTP 1022 | 5646 | 9.2793 | 12 to 23 | 155.8923 | 1.3656 | 194.8654 | 1.707 | 233.8385 | 2.0484
Wastewater treatment plant (WWTP) | WWTP 1021 | 5656 | 9.2957 | 12 to 23 | 156.1684 | 1.368 | 195.2106 | 1.71 | 234.2527 | 2.0521
Wastewater treatment plant (WWTP) | WWTP 1020 | 5662 | 9.3056 | 12 to 23 | 156.3341 | 1.3695 | 195.4176 | 1.7119 | 234.5012 | 2.0542
Wastewater treatment plant (WWTP) | WWTP 1019 | 5676 | 9.3286 | 12 to 23 | 156.7207 | 1.3729 | 195.9008 | 1.7161 | 235.081 | 2.0593
Wastewater treatment plant (WWTP) | WWTP 1018 | 5678 | 9.3319 | 12 to 23 | 156.7759 | 1.3734 | 195.9699 | 1.7167 | 235.1638 | 2.06
Wastewater treatment plant (WWTP) | WWTP 1017 | 5694 | 9.3582 | 12 to 23 | 157.2177 | 1.3772 | 196.5221 | 1.7215 | 235.8265 | 2.0658
Wastewater treatment plant (WWTP) | WWTP 1016 | 5699 | 9.3664 | 12 to 23 | 157.3557 | 1.3784 | 196.6947 | 1.723 | 236.0336 | 2.0677
Wastewater treatment plant (WWTP) | WWTP 1015 | 5705 | 9.3763 | 12 to 23 | 157.5214 | 1.3799 | 196.9017 | 1.7249 | 236.2821 | 2.0698
Wastewater treatment plant (WWTP) | WWTP 1014 | 5728 | 9.4141 | 12 to 23 | 158.1564 | 1.3855 | 197.6956 | 1.7318 | 237.2347 | 2.0782
Wastewater treatment plant (WWTP) | WWTP 1013 | 5732 | 9.4206 | 12 to 23 | 158.2669 | 1.3864 | 197.8336 | 1.733 | 237.4003 | 2.0796
Wastewater treatment plant (WWTP) | WWTP 1012 | 5737 | 9.4289 | 12 to 23 | 158.4049 | 1.3876 | 198.0062 | 1.7345 | 237.6074 | 2.0814
Wastewater treatment plant (WWTP) | WWTP 1011 | 5757 | 9.4617 | 12 to 23 | 158.9572 | 1.3925 | 198.6965 | 1.7406 | 238.4358 | 2.0887
Wastewater treatment plant (WWTP) | WWTP 1010 | 5758 | 9.4634 | 12 to 23 | 158.9848 | 1.3927 | 198.731 | 1.7409 | 238.4772 | 2.0891
Wastewater treatment plant (WWTP) | WWTP 1009 | 5779 | 9.4979 | 12 to 23 | 159.5646 | 1.3978 | 199.4558 | 1.7472 | 239.3469 | 2.0967
Wastewater treatment plant (WWTP) | WWTP 1008 | 5780 | 9.4995 | 12 to 23 | 159.5922 | 1.398 | 199.4903 | 1.7475 | 239.3883 | 2.097
Wastewater treatment plant (WWTP) | WWTP 1007 | 5788 | 9.5127 | 12 to 23 | 159.8131 | 1.4 | 199.7664 | 1.75 | 239.7197 | 2.0999
Wastewater treatment plant (WWTP) | WWTP 1006 | 5794 | 9.5225 | 12 to 23 | 159.9788 | 1.4014 | 199.9735 | 1.7518 | 239.9682 | 2.1021
Wastewater treatment plant (WWTP) | WWTP 1005 | 5795 | 9.5242 | 12 to 23 | 160.0064 | 1.4017 | 200.008 | 1.7521 | 240.0096 | 2.1025
Wastewater treatment plant (WWTP) | WWTP 1004 | 5804 | 9.539 | 12 to 23 | 160.2549 | 1.4038 | 200.3186 | 1.7548 | 240.3823 | 2.1057
Wastewater treatment plant (WWTP) | WWTP 1003 | 5816 | 9.5587 | 12 to 23 | 160.5862 | 1.4067 | 200.7328 | 1.7584 | 240.8793 | 2.1101
Wastewater treatment plant (WWTP) | WWTP 1002 | 5817 | 9.5603 | 12 to 23 | 160.6138 | 1.407 | 200.7673 | 1.7587 | 240.9208 | 2.1105
Wastewater treatment plant (WWTP) | WWTP 1000 | 5823 | 9.5702 | 12 to 23 | 160.7795 | 1.4084 | 200.9744 | 1.7605 | 241.1693 | 2.1126
Wastewater treatment plant (WWTP) | WWTP 1001 | 5823 | 9.5702 | 12 to 23 | 160.7795 | 1.4084 | 200.9744 | 1.7605 | 241.1693 | 2.1126
Wastewater treatment plant (WWTP) | WWTP 999 | 5869 | 9.6458 | 12 to 23 | 162.0496 | 1.4196 | 202.562 | 1.7744 | 243.0744 | 2.1293
Wastewater treatment plant (WWTP) | WWTP 998 | 5876 | 9.6573 | 12 to 23 | 162.2429 | 1.4212 | 202.8036 | 1.7766 | 243.3643 | 2.1319
Wastewater treatment plant (WWTP) | WWTP 997 | 5877 | 9.659 | 12 to 23 | 162.2705 | 1.4215 | 202.8381 | 1.7769 | 243.4058 | 2.1322
Wastewater treatment plant (WWTP) | WWTP 996 | 5879 | 9.6622 | 12 to 23 | 162.3257 | 1.422 | 202.9072 | 1.7775 | 243.4886 | 2.133
Wastewater treatment plant (WWTP) | WWTP 995 | 5887 | 9.6754 | 12 to 23 | 162.5466 | 1.4239 | 203.1833 | 1.7799 | 243.8199 | 2.1359
Wastewater treatment plant (WWTP) | WWTP 994 | 5911 | 9.7148 | 12 to 23 | 163.2093 | 1.4297 | 204.0116 | 1.7871 | 244.8139 | 2.1446
Wastewater treatment plant (WWTP) | WWTP 993 | 5922 | 9.7329 | 12 to 23 | 163.513 | 1.4324 | 204.3913 | 1.7905 | 245.2695 | 2.1486
Wastewater treatment plant (WWTP) | WWTP 992 | 5932 | 9.7494 | 12 to 23 | 163.7891 | 1.4348 | 204.7364 | 1.7935 | 245.6837 | 2.1522
Wastewater treatment plant (WWTP) | WWTP 991 | 5944 | 9.7691 | 12 to 23 | 164.1204 | 1.4377 | 205.1506 | 1.7971 | 246.1807 | 2.1565
Wastewater treatment plant (WWTP) | WWTP 990 | 5949 | 9.7773 | 12 to 23 | 164.2585 | 1.4389 | 205.3231 | 1.7986 | 246.3877 | 2.1584
Wastewater treatment plant (WWTP) | WWTP 989 | 5959 | 9.7937 | 12 to 23 | 164.5346 | 1.4413 | 205.6683 | 1.8017 | 246.8019 | 2.162
Wastewater treatment plant (WWTP) | WWTP 988 | 6005 | 9.8693 | 12 to 23 | 165.8047 | 1.4524 | 207.2559 | 1.8156 | 248.7071 | 2.1787
Wastewater treatment plant (WWTP) | WWTP 987 | 6007 | 9.8726 | 12 to 23 | 165.8599 | 1.4529 | 207.3249 | 1.8162 | 248.7899 | 2.1794
Wastewater treatment plant (WWTP) | WWTP 986 | 6024 | 9.9006 | 12 to 23 | 166.3293 | 1.457 | 207.9117 | 1.8213 | 249.494 | 2.1856
Wastewater treatment plant (WWTP) | WWTP 985 | 6044 | 9.9334 | 12 to 23 | 166.8816 | 1.4619 | 208.6019 | 1.8274 | 250.3223 | 2.1928
Wastewater treatment plant (WWTP) | WWTP 984 | 6053 | 9.9482 | 12 to 23 | 167.1301 | 1.4641 | 208.9126 | 1.8301 | 250.6951 | 2.1961
Wastewater treatment plant (WWTP) | WWTP 983 | 6055 | 9.9515 | 12 to 23 | 167.1853 | 1.4645 | 208.9816 | 1.8307 | 250.7779 | 2.1968
Wastewater treatment plant (WWTP) | WWTP 982 | 6057 | 9.9548 | 12 to 23 | 167.2405 | 1.465 | 209.0506 | 1.8313 | 250.8607 | 2.1975
Wastewater treatment plant (WWTP) | WWTP 981 | 6068 | 9.9729 | 12 to 23 | 167.5442 | 1.4677 | 209.4303 | 1.8346 | 251.3163 | 2.2015
Wastewater treatment plant (WWTP) | WWTP 980 | 6073 | 9.9811 | 12 to 23 | 167.6823 | 1.4689 | 209.6028 | 1.8361 | 251.5234 | 2.2033
Wastewater treatment plant (WWTP) | WWTP 979 | 6077 | 9.9877 | 12 to 23 | 167.7927 | 1.4699 | 209.7409 | 1.8373 | 251.6891 | 2.2048
Wastewater treatment plant (WWTP) | WWTP 978 | 6103 | 10.0304 | 12 to 23 | 168.5106 | 1.4762 | 210.6383 | 1.8452 | 252.7659 | 2.2142
Wastewater treatment plant (WWTP) | WWTP 977 | 6107 | 10.037 | 12 to 23 | 168.6211 | 1.4771 | 210.7763 | 1.8464 | 252.9316 | 2.2157
Wastewater treatment plant (WWTP) | WWTP 976 | 6120 | 10.0583 | 12 to 23 | 168.98 | 1.4803 | 211.225 | 1.8503 | 253.47 | 2.2204
Wastewater treatment plant (WWTP) | WWTP 975 | 6124 | 10.0649 | 12 to 23 | 169.0904 | 1.4812 | 211.3631 | 1.8515 | 253.6357 | 2.2218
Wastewater treatment plant (WWTP) | WWTP 974 | 6127 | 10.0698 | 12 to 23 | 169.1733 | 1.482 | 211.4666 | 1.8524 | 253.7599 | 2.2229
Wastewater treatment plant (WWTP) | WWTP 973 | 6160 | 10.1241 | 12 to 23 | 170.0844 | 1.4899 | 212.6056 | 1.8624 | 255.1267 | 2.2349
Wastewater treatment plant (WWTP) | WWTP 972 | 6170 | 10.1405 | 12 to 23 | 170.3606 | 1.4924 | 212.9507 | 1.8654 | 255.5408 | 2.2385
Wastewater treatment plant (WWTP) | WWTP 971 | 6178 | 10.1537 | 12 to 23 | 170.5814 | 1.4943 | 213.2268 | 1.8679 | 255.8722 | 2.2414
Wastewater treatment plant (WWTP) | WWTP 970 | 6193 | 10.1783 | 12 to 23 | 170.9956 | 1.4979 | 213.7445 | 1.8724 | 256.4934 | 2.2469
Wastewater treatment plant (WWTP) | WWTP 969 | 6200 | 10.1898 | 12 to 23 | 171.1889 | 1.4996 | 213.9861 | 1.8745 | 256.7833 | 2.2494
Wastewater treatment plant (WWTP) | WWTP 968 | 6231 | 10.2408 | 12 to 23 | 172.0448 | 1.5071 | 215.056 | 1.8839 | 258.0673 | 2.2607
Wastewater treatment plant (WWTP) | WWTP 967 | 6239 | 10.2539 | 12 to 23 | 172.2657 | 1.509 | 215.3322 | 1.8863 | 258.3986 | 2.2636
Wastewater treatment plant (WWTP) | WWTP 966 | 6257 | 10.2835 | 12 to 23 | 172.7627 | 1.5134 | 215.9534 | 1.8918 | 259.1441 | 2.2701
Wastewater treatment plant (WWTP) | WWTP 965 | 6286 | 10.3312 | 12 to 23 | 173.5634 | 1.5204 | 216.9543 | 1.9005 | 260.3452 | 2.2806
Wastewater treatment plant (WWTP) | WWTP 964 | 6303 | 10.3591 | 12 to 23 | 174.0328 | 1.5245 | 217.541 | 1.9057 | 261.0493 | 2.2868
Wastewater treatment plant (WWTP) | WWTP 963 | 6315 | 10.3788 | 12 to 23 | 174.3642 | 1.5274 | 217.9552 | 1.9093 | 261.5462 | 2.2911
Wastewater treatment plant (WWTP) | WWTP 962 | 6321 | 10.3887 | 12 to 23 | 174.5298 | 1.5289 | 218.1623 | 1.9111 | 261.7948 | 2.2933
Wastewater treatment plant (WWTP) | WWTP 961 | 6323 | 10.392 | 12 to 23 | 174.5851 | 1.5294 | 218.2313 | 1.9117 | 261.8776 | 2.294
Wastewater treatment plant (WWTP) | WWTP 960 | 6341 | 10.4216 | 12 to 23 | 175.0821 | 1.5337 | 218.8526 | 1.9171 | 262.6231 | 2.3006
Wastewater treatment plant (WWTP) | WWTP 959 | 6364 | 10.4594 | 12 to 23 | 175.7171 | 1.5393 | 219.6464 | 1.9241 | 263.5757 | 2.3089
Wastewater treatment plant (WWTP) | WWTP 958 | 6378 | 10.4824 | 12 to 23 | 176.1037 | 1.5427 | 220.1296 | 1.9283 | 264.1555 | 2.314
Wastewater treatment plant (WWTP) | WWTP 957 | 6380 | 10.4856 | 12 to 23 | 176.1589 | 1.5432 | 220.1986 | 1.9289 | 264.2383 | 2.3147
Wastewater treatment plant (WWTP) | WWTP 956 | 6418 | 10.5481 | 12 to 23 | 177.2081 | 1.5523 | 221.5101 | 1.9404 | 265.8122 | 2.3285
Wastewater treatment plant (WWTP) | WWTP 955 | 6451 | 10.6023 | 12 to 23 | 178.1193 | 1.5603 | 222.6491 | 1.9504 | 267.1789 | 2.3405
Wastewater treatment plant (WWTP) | WWTP 954 | 6466 | 10.627 | 12 to 23 | 178.5334 | 1.564 | 223.1668 | 1.9549 | 267.8002 | 2.3459
Wastewater treatment plant (WWTP) | WWTP 953 | 6467 | 10.6286 | 12 to 23 | 178.5611 | 1.5642 | 223.2013 | 1.9552 | 267.8416 | 2.3463
Wastewater treatment plant (WWTP) | WWTP 952 | 6486 | 10.6599 | 12 to 23 | 179.0857 | 1.5688 | 223.8571 | 1.961 | 268.6285 | 2.3532
Wastewater treatment plant (WWTP) | WWTP 951 | 6490 | 10.6664 | 12 to 23 | 179.1961 | 1.5698 | 223.9951 | 1.9622 | 268.7942 | 2.3546
Wastewater treatment plant (WWTP) | WWTP 950 | 6494 | 10.673 | 12 to 23 | 179.3066 | 1.5707 | 224.1332 | 1.9634 | 268.9598 | 2.3561
Wastewater treatment plant (WWTP) | WWTP 949 | 6497 | 10.6779 | 12 to 23 | 179.3894 | 1.5715 | 224.2367 | 1.9643 | 269.0841 | 2.3572
Wastewater treatment plant (WWTP) | WWTP 948 | 6499 | 10.6812 | 12 to 23 | 179.4446 | 1.5719 | 224.3058 | 1.9649 | 269.1669 | 2.3579
Wastewater treatment plant (WWTP) | WWTP 947 | 6531 | 10.7338 | 12 to 23 | 180.3282 | 1.5797 | 225.4102 | 1.9746 | 270.4923 | 2.3695
Wastewater treatment plant (WWTP) | WWTP 946 | 6548 | 10.7618 | 12 to 23 | 180.7976 | 1.5838 | 225.9969 | 1.9797 | 271.1963 | 2.3757
Wastewater treatment plant (WWTP) | WWTP 945 | 6555 | 10.7733 | 12 to 23 | 180.9908 | 1.5855 | 226.2385 | 1.9818 | 271.4863 | 2.3782
Wastewater treatment plant (WWTP) | WWTP 944 | 6568 | 10.7946 | 12 to 23 | 181.3498 | 1.5886 | 226.6872 | 1.9858 | 272.0247 | 2.3829
Wastewater treatment plant (WWTP) | WWTP 942 | 6576 | 10.8078 | 12 to 23 | 181.5707 | 1.5906 | 226.9633 | 1.9882 | 272.356 | 2.3858
Wastewater treatment plant (WWTP) | WWTP 943 | 6576 | 10.8078 | 12 to 23 | 181.5707 | 1.5906 | 226.9633 | 1.9882 | 272.356 | 2.3858
Wastewater treatment plant (WWTP) | WWTP 941 | 6591 | 10.8324 | 12 to 23 | 181.9848 | 1.5942 | 227.481 | 1.9927 | 272.9773 | 2.3913
Wastewater treatment plant (WWTP) | WWTP 940 | 6597 | 10.8423 | 12 to 23 | 182.1505 | 1.5956 | 227.6881 | 1.9945 | 273.2258 | 2.3935
Wastewater treatment plant (WWTP) | WWTP 939 | 6601 | 10.8489 | 12 to 23 | 182.2609 | 1.5966 | 227.8262 | 1.9958 | 273.3914 | 2.3949
Wastewater treatment plant (WWTP) | WWTP 938 | 6605 | 10.8554 | 12 to 23 | 182.3714 | 1.5976 | 227.9642 | 1.997 | 273.5571 | 2.3964
Wastewater treatment plant (WWTP) | WWTP 937 | 6615 | 10.8719 | 12 to 23 | 182.6475 | 1.6 | 228.3094 | 2 | 273.9712 | 2.4
Wastewater treatment plant (WWTP) | WWTP 936 | 6630 | 10.8965 | 12 to 23 | 183.0617 | 1.6036 | 228.8271 | 2.0045 | 274.5925 | 2.4054
Wastewater treatment plant (WWTP) | WWTP 935 | 6635 | 10.9047 | 12 to 23 | 183.1997 | 1.6048 | 228.9997 | 2.006 | 274.7996 | 2.4072
Wastewater treatment plant (WWTP) | WWTP 934 | 6687 | 10.9902 | 12 to 23 | 184.6355 | 1.6174 | 230.7944 | 2.0218 | 276.9533 | 2.4261
Wastewater treatment plant (WWTP) | WWTP 933 | 6714 | 11.0346 | 12 to 23 | 185.381 | 1.6239 | 231.7263 | 2.0299 | 278.0715 | 2.4359
Wastewater treatment plant (WWTP) | WWTP 932 | 6718 | 11.0412 | 12 to 23 | 185.4914 | 1.6249 | 231.8643 | 2.0311 | 278.2372 | 2.4374
Wastewater treatment plant (WWTP) | WWTP 931 | 6729 | 11.0592 | 12 to 23 | 185.7952 | 1.6276 | 232.244 | 2.0345 | 278.6928 | 2.4413
Wastewater treatment plant (WWTP) | WWTP 930 | 6781 | 11.1447 | 12 to 23 | 187.2309 | 1.6401 | 234.0387 | 2.0502 | 280.8464 | 2.4602
Wastewater treatment plant (WWTP) | WWTP 929 | 6790 | 11.1595 | 12 to 23 | 187.4794 | 1.6423 | 234.3493 | 2.0529 | 281.2192 | 2.4635
Wastewater treatment plant (WWTP) | WWTP 928 | 6811 | 11.194 | 12 to 23 | 188.0593 | 1.6474 | 235.0741 | 2.0592 | 282.0889 | 2.4711
Wastewater treatment plant (WWTP) | WWTP 927 | 6819 | 11.2072 | 12 to 23 | 188.2802 | 1.6493 | 235.3502 | 2.0617 | 282.4203 | 2.474
Wastewater treatment plant (WWTP) | WWTP 926 | 6850 | 11.2581 | 12 to 23 | 189.1361 | 1.6568 | 236.4201 | 2.071 | 283.7042 | 2.4852
Wastewater treatment plant (WWTP) | WWTP 925 | 6858 | 11.2713 | 12 to 23 | 189.357 | 1.6588 | 236.6962 | 2.0735 | 284.0355 | 2.4882
Wastewater treatment plant (WWTP) | WWTP 924 | 6864 | 11.2811 | 12 to 23 | 189.5227 | 1.6602 | 236.9033 | 2.0753 | 284.284 | 2.4903
Wastewater treatment plant (WWTP) | WWTP 923 | 6912 | 11.36 | 12 to 23 | 190.848 | 1.6718 | 238.56 | 2.0898 | 286.272 | 2.5077
Wastewater treatment plant (WWTP) | WWTP 922 | 7009 | 11.5194 | 12 to 23 | 193.5263 | 1.6953 | 241.9078 | 2.1191 | 290.2894 | 2.5429
Wastewater treatment plant (WWTP) | WWTP 921 | 7029 | 11.5523 | 12 to 23 | 194.0785 | 1.7001 | 242.5981 | 2.1252 | 291.1178 | 2.5502
Wastewater treatment plant (WWTP) | WWTP 920 | 7051 | 11.5884 | 12 to 23 | 194.6859 | 1.7054 | 243.3574 | 2.1318 | 292.0289 | 2.5582
Wastewater treatment plant (WWTP) | WWTP 919 | 7103 | 11.6739 | 12 to 23 | 196.1217 | 1.718 | 245.1522 | 2.1475 | 294.1826 | 2.577
Wastewater treatment plant (WWTP) | WWTP 918 | 7120 | 11.7019 | 12 to 23 | 196.5911 | 1.7221 | 245.7389 | 2.1527 | 294.8867 | 2.5832
Wastewater treatment plant (WWTP) | WWTP 917 | 7122 | 11.7051 | 12 to 23 | 196.6463 | 1.7226 | 245.8079 | 2.1533 | 294.9695 | 2.5839
Wastewater treatment plant (WWTP) | WWTP 916 | 7125 | 11.7101 | 12 to 23 | 196.7292 | 1.7233 | 245.9115 | 2.1542 | 295.0938 | 2.585
Wastewater treatment plant (WWTP) | WWTP 915 | 7139 | 11.7331 | 12 to 23 | 197.1157 | 1.7267 | 246.3947 | 2.1584 | 295.6736 | 2.5901
Wastewater treatment plant (WWTP) | WWTP 914 | 7167 | 11.7791 | 12 to 23 | 197.8888 | 1.7335 | 247.361 | 2.1669 | 296.8333 | 2.6003
Wastewater treatment plant (WWTP) | WWTP 913 | 7181 | 11.8021 | 12 to 23 | 198.2754 | 1.7369 | 247.8442 | 2.1711 | 297.4131 | 2.6053
Wastewater treatment plant (WWTP) | WWTP 912 | 7182 | 11.8038 | 12 to 23 | 198.303 | 1.7371 | 247.8788 | 2.1714 | 297.4545 | 2.6057
Wastewater treatment plant (WWTP) | WWTP 911 | 7190 | 11.8169 | 12 to 23 | 198.5239 | 1.7391 | 248.1549 | 2.1738 | 297.7858 | 2.6086
Wastewater treatment plant (WWTP) | WWTP 910 | 7220 | 11.8662 | 12 to 23 | 199.3522 | 1.7463 | 249.1903 | 2.1829 | 299.0283 | 2.6195
Wastewater treatment plant (WWTP) | WWTP 909 | 7221 | 11.8678 | 12 to 23 | 199.3798 | 1.7466 | 249.2248 | 2.1832 | 299.0697 | 2.6199
Wastewater treatment plant (WWTP) | WWTP 908 | 7226 | 11.8761 | 12 to 23 | 199.5179 | 1.7478 | 249.3974 | 2.1847 | 299.2768 | 2.6217
Wastewater treatment plant (WWTP) | WWTP 907 | 7230 | 11.8826 | 12 to 23 | 199.6283 | 1.7487 | 249.5354 | 2.1859 | 299.4425 | 2.6231
Wastewater treatment plant (WWTP) | WWTP 906 | 7232 | 11.8859 | 12 to 23 | 199.6836 | 1.7492 | 249.6044 | 2.1865 | 299.5253 | 2.6238
Wastewater treatment plant (WWTP) | WWTP 905 | 7248 | 11.9122 | 12 to 23 | 200.1253 | 1.7531 | 250.1567 | 2.1914 | 300.188 | 2.6296
Wastewater treatment plant (WWTP) | WWTP 904 | 7279 | 11.9632 | 12 to 23 | 200.9813 | 1.7606 | 251.2266 | 2.2007 | 301.4719 | 2.6409
Wastewater treatment plant (WWTP) | WWTP 903 | 7285 | 11.973 | 12 to 23 | 201.1469 | 1.762 | 251.4337 | 2.2026 | 301.7204 | 2.6431
Wastewater treatment plant (WWTP) | WWTP 902 | 7287 | 11.9763 | 12 to 23 | 201.2022 | 1.7625 | 251.5027 | 2.2032 | 301.8032 | 2.6438
Wastewater treatment plant (WWTP) | WWTP 901 | 7298 | 11.9944 | 12 to 23 | 201.5059 | 1.7652 | 251.8824 | 2.2065 | 302.2588 | 2.6478
Wastewater treatment plant (WWTP) | WWTP 900 | 7311 | 12.0158 | 12 to 23 | 201.8648 | 1.7683 | 252.331 | 2.2104 | 302.7973 | 2.6525
Wastewater treatment plant (WWTP) | WWTP 899 | 7316 | 12.024 | 12 to 23 | 202.0029 | 1.7695 | 252.5036 | 2.2119 | 303.0043 | 2.6543
Wastewater treatment plant (WWTP) | WWTP 898 | 7329 | 12.0453 | 12 to 23 | 202.3618 | 1.7727 | 252.9523 | 2.2159 | 303.5428 | 2.659
Wastewater treatment plant (WWTP) | WWTP 897 | 7333 | 12.0519 | 12 to 23 | 202.4723 | 1.7737 | 253.0903 | 2.2171 | 303.7084 | 2.6605
Wastewater treatment plant (WWTP) | WWTP 896 | 7336 | 12.0569 | 12 to 23 | 202.5551 | 1.7744 | 253.1939 | 2.218 | 303.8327 | 2.6616
Wastewater treatment plant (WWTP) | WWTP 895 | 7359 | 12.0947 | 12 to 23 | 203.1902 | 1.7799 | 253.9877 | 2.2249 | 304.7853 | 2.6699
Wastewater treatment plant (WWTP) | WWTP 893 | 7361 | 12.0979 | 12 to 23 | 203.2454 | 1.7804 | 254.0567 | 2.2255 | 304.8681 | 2.6706
Wastewater treatment plant (WWTP) | WWTP 894 | 7361 | 12.0979 | 12 to 23 | 203.2454 | 1.7804 | 254.0567 | 2.2255 | 304.8681 | 2.6706
Wastewater treatment plant (WWTP) | WWTP 892 | 7365 | 12.1045 | 12 to 23 | 203.3558 | 1.7814 | 254.1948 | 2.2267 | 305.0338 | 2.6721
Wastewater treatment plant (WWTP) | WWTP 891 | 7377 | 12.1242 | 12 to 23 | 203.6872 | 1.7843 | 254.609 | 2.2304 | 305.5308 | 2.6764
Wastewater treatment plant (WWTP) | WWTP 890 | 7386 | 12.139 | 12 to 23 | 203.9357 | 1.7865 | 254.9196 | 2.2331 | 305.9035 | 2.6797
Wastewater treatment plant (WWTP) | WWTP 889 | 7387 | 12.1407 | 12 to 23 | 203.9633 | 1.7867 | 254.9541 | 2.2334 | 305.9449 | 2.6801
Wastewater treatment plant (WWTP) | WWTP 888 | 7392 | 12.1489 | 12 to 23 | 204.1013 | 1.7879 | 255.1267 | 2.2349 | 306.152 | 2.6819
Wastewater treatment plant (WWTP) | WWTP 887 | 7398 | 12.1587 | 12 to 23 | 204.267 | 1.7894 | 255.3338 | 2.2367 | 306.4005 | 2.6841
Wastewater treatment plant (WWTP) | WWTP 886 | 7422 | 12.1982 | 12 to 23 | 204.9297 | 1.7952 | 256.1621 | 2.244 | 307.3945 | 2.6928
Wastewater treatment plant (WWTP) | WWTP 885 | 7434 | 12.2179 | 12 to 23 | 205.261 | 1.7981 | 256.5763 | 2.2476 | 307.8915 | 2.6971
Wastewater treatment plant (WWTP) | WWTP 884 | 7464 | 12.2672 | 12 to 23 | 206.0893 | 1.8053 | 257.6117 | 2.2567 | 309.134 | 2.708
Wastewater treatment plant (WWTP) | WWTP 883 | 7479 | 12.2919 | 12 to 23 | 206.5035 | 1.809 | 258.1294 | 2.2612 | 309.7552 | 2.7135
Wastewater treatment plant (WWTP) | WWTP 882 | 7499 | 12.3247 | 12 to 23 | 207.0557 | 1.8138 | 258.8197 | 2.2673 | 310.5836 | 2.7207
Wastewater treatment plant (WWTP) | WWTP 881 | 7513 | 12.3478 | 12 to 23 | 207.4423 | 1.8172 | 259.3028 | 2.2715 | 311.1634 | 2.7258
Wastewater treatment plant (WWTP) | WWTP 880 | 7523 | 12.3642 | 12 to 23 | 207.7184 | 1.8196 | 259.648 | 2.2745 | 311.5776 | 2.7294
Wastewater treatment plant (WWTP) | WWTP 879 | 7531 | 12.3773 | 12 to 23 | 207.9393 | 1.8215 | 259.9241 | 2.2769 | 311.9089 | 2.7323
Wastewater treatment plant (WWTP) | WWTP 878 | 7537 | 12.3872 | 12 to 23 | 208.1049 | 1.823 | 260.1312 | 2.2787 | 312.1574 | 2.7345
Wastewater treatment plant (WWTP) | WWTP 877 | 7542 | 12.3954 | 12 to 23 | 208.243 | 1.8242 | 260.3037 | 2.2803 | 312.3645 | 2.7363
Wastewater treatment plant (WWTP) | WWTP 876 | 7548 | 12.4053 | 12 to 23 | 208.4087 | 1.8257 | 260.5108 | 2.2821 | 312.613 | 2.7385
Wastewater treatment plant (WWTP) | WWTP 875 | 7596 | 12.4842 | 12 to 23 | 209.734 | 1.8373 | 262.1675 | 2.2966 | 314.601 | 2.7559
Wastewater treatment plant (WWTP) | WWTP 874 | 7604 | 12.4973 | 12 to 23 | 209.9549 | 1.8392 | 262.4436 | 2.299 | 314.9323 | 2.7588
Wastewater treatment plant (WWTP) | WWTP 873 | 7607 | 12.5022 | 12 to 23 | 210.0377 | 1.8399 | 262.5472 | 2.2999 | 315.0566 | 2.7599
Wastewater treatment plant (WWTP) | WWTP 872 | 7614 | 12.5137 | 12 to 23 | 210.231 | 1.8416 | 262.7887 | 2.302 | 315.3465 | 2.7624
Wastewater treatment plant (WWTP) | WWTP 871 | 7630 | 12.54 | 12 to 23 | 210.6728 | 1.8455 | 263.341 | 2.3069 | 316.0092 | 2.7682
Wastewater treatment plant (WWTP) | WWTP 870 | 7674 | 12.6124 | 12 to 23 | 211.8877 | 1.8561 | 264.8596 | 2.3202 | 317.8315 | 2.7842
Wastewater treatment plant (WWTP) | WWTP 869 | 7686 | 12.6321 | 12 to 23 | 212.219 | 1.859 | 265.2738 | 2.3238 | 318.3285 | 2.7886
Wastewater treatment plant (WWTP) | WWTP 868 | 7687 | 12.6337 | 12 to 23 | 212.2466 | 1.8593 | 265.3083 | 2.3241 | 318.3699 | 2.7889
Wastewater treatment plant (WWTP) | WWTP 867 | 7703 | 12.66 | 12 to 23 | 212.6884 | 1.8632 | 265.8605 | 2.3289 | 319.0326 | 2.7947
Wastewater treatment plant (WWTP) | WWTP 866 | 7707 | 12.6666 | 12 to 23 | 212.7988 | 1.8641 | 265.9985 | 2.3301 | 319.1983 | 2.7962
Wastewater treatment plant (WWTP) | WWTP 865 | 7710 | 12.6715 | 12 to 23 | 212.8817 | 1.8648 | 266.1021 | 2.3311 | 319.3225 | 2.7973
Wastewater treatment plant (WWTP) | WWTP 864 | 7793 | 12.8079 | 12 to 23 | 215.1734 | 1.8849 | 268.9667 | 2.3561 | 322.7601 | 2.8274
Wastewater treatment plant (WWTP) | WWTP 863 | 7805 | 12.8277 | 12 to 23 | 215.5047 | 1.8878 | 269.3809 | 2.3598 | 323.2571 | 2.8317
Wastewater treatment plant (WWTP) | WWTP 862 | 7822 | 12.8556 | 12 to 23 | 215.9741 | 1.8919 | 269.9676 | 2.3649 | 323.9612 | 2.8379
Wastewater treatment plant (WWTP) | WWTP 861 | 7827 | 12.8638 | 12 to 23 | 216.1122 | 1.8931 | 270.1402 | 2.3664 | 324.1683 | 2.8397
Wastewater treatment plant (WWTP) | WWTP 860 | 7846 | 12.895 | 12 to 23 | 216.6368 | 1.8977 | 270.796 | 2.3722 | 324.9552 | 2.8466
Wastewater treatment plant (WWTP) | WWTP 859 | 7903 | 12.9887 | 12 to 23 | 218.2106 | 1.9115 | 272.7633 | 2.3894 | 327.3159 | 2.8673
Wastewater treatment plant (WWTP) | WWTP 858 | 7908 | 12.9969 | 12 to 23 | 218.3487 | 1.9127 | 272.9358 | 2.3909 | 327.523 | 2.8691
Wastewater treatment plant (WWTP) | WWTP 857 | 7913 | 13.0052 | 12 to 23 | 218.4867 | 1.9139 | 273.1084 | 2.3924 | 327.7301 | 2.8709
Wastewater treatment plant (WWTP) | WWTP 856 | 8011 | 13.1662 | 12 to 23 | 221.1926 | 1.9376 | 276.4908 | 2.4221 | 331.7889 | 2.9065
Wastewater treatment plant (WWTP) | WWTP 855 | 8014 | 13.1712 | 12 to 23 | 221.2754 | 1.9384 | 276.5943 | 2.423 | 331.9132 | 2.9076
Wastewater treatment plant (WWTP) | WWTP 854 | 8016 | 13.1744 | 12 to 23 | 221.3307 | 1.9389 | 276.6633 | 2.4236 | 331.996 | 2.9083
Wastewater treatment plant (WWTP) | WWTP 853 | 8028 | 13.1942 | 12 to 23 | 221.662 | 1.9418 | 277.0775 | 2.4272 | 332.493 | 2.9126
Wastewater treatment plant (WWTP) | WWTP 852 | 8052 | 13.2336 | 12 to 23 | 222.3247 | 1.9476 | 277.9058 | 2.4345 | 333.487 | 2.9213
Wastewater treatment plant (WWTP) | WWTP 851 | 8061 | 13.2484 | 12 to 23 | 222.5732 | 1.9497 | 278.2165 | 2.4372 | 333.8598 | 2.9246
Wastewater treatment plant (WWTP) | WWTP 850 | 8097 | 13.3076 | 12 to 23 | 223.5672 | 1.9584 | 279.459 | 2.4481 | 335.3508 | 2.9377
Wastewater treatment plant (WWTP) | WWTP 849 | 8101 | 13.3141 | 12 to 23 | 223.6776 | 1.9594 | 279.597 | 2.4493 | 335.5164 | 2.9391
Wastewater treatment plant (WWTP) | WWTP 848 | 8114 | 13.3355 | 12 to 23 | 224.0366 | 1.9626 | 280.0457 | 2.4532 | 336.0548 | 2.9438
Wastewater treatment plant (WWTP) | WWTP 847 | 8150 | 13.3947 | 12 to 23 | 225.0306 | 1.9713 | 281.2882 | 2.4641 | 337.5458 | 2.9569
Wastewater treatment plant (WWTP) | WWTP 846 | 8229 | 13.5245 | 12 to 23 | 227.2118 | 1.9904 | 284.0148 | 2.488 | 340.8178 | 2.9856
Wastewater treatment plant (WWTP) | WWTP 845 | 8235 | 13.5344 | 12 to 23 | 227.3775 | 1.9918 | 284.2219 | 2.4898 | 341.0663 | 2.9877
Wastewater treatment plant (WWTP) | WWTP 844 | 8242 | 13.5459 | 12 to 23 | 227.5708 | 1.9935 | 284.4635 | 2.4919 | 341.3562 | 2.9903
Wastewater treatment plant (WWTP) | WWTP 843 | 8244 | 13.5492 | 12 to 23 | 227.626 | 1.994 | 284.5325 | 2.4925 | 341.439 | 2.991
Wastewater treatment plant (WWTP) | WWTP 842 | 8250 | 13.559 | 12 to 23 | 227.7917 | 1.9955 | 284.7396 | 2.4943 | 341.6875 | 2.9932
Wastewater treatment plant (WWTP) | WWTP 841 | 8252 | 13.5623 | 12 to 23 | 227.8469 | 1.9959 | 284.8086 | 2.4949 | 341.7703 | 2.9939
Wastewater treatment plant (WWTP) | WWTP 840 | 8253 | 13.564 | 12 to 23 | 227.8745 | 1.9962 | 284.8431 | 2.4952 | 341.8118 | 2.9943
Wastewater treatment plant (WWTP) | WWTP 839 | 8278 | 13.605 | 12 to 23 | 228.5648 | 2.0022 | 285.706 | 2.5028 | 342.8472 | 3.0033
Wastewater treatment plant (WWTP) | WWTP 838 | 8298 | 13.6379 | 12 to 23 | 229.117 | 2.0071 | 286.3963 | 2.5088 | 343.6755 | 3.0106
Wastewater treatment plant (WWTP) | WWTP 837 | 8375 | 13.7645 | 12 to 23 | 231.2431 | 2.0257 | 289.0538 | 2.5321 | 346.8646 | 3.0385
Wastewater treatment plant (WWTP) | WWTP 836 | 8390 | 13.7891 | 12 to 23 | 231.6572 | 2.0293 | 289.5715 | 2.5366 | 347.4858 | 3.044
Wastewater treatment plant (WWTP) | WWTP 835 | 8405 | 13.8138 | 12 to 23 | 232.0714 | 2.0329 | 290.0892 | 2.5412 | 348.1071 | 3.0494
Wastewater treatment plant (WWTP) | WWTP 833 | 8408 | 13.8187 | 12 to 23 | 232.1542 | 2.0337 | 290.1928 | 2.5421 | 348.2313 | 3.0505
Wastewater treatment plant (WWTP) | WWTP 834 | 8408 | 13.8187 | 12 to 23 | 232.1542 | 2.0337 | 290.1928 | 2.5421 | 348.2313 | 3.0505
Wastewater treatment plant (WWTP) | WWTP 832 | 8412 | 13.8253 | 12 to 23 | 232.2647 | 2.0346 | 290.3308 | 2.5433 | 348.397 | 3.052
Wastewater treatment plant (WWTP) | WWTP 831 | 8467 | 13.9157 | 12 to 23 | 233.7833 | 2.0479 | 292.2291 | 2.5599 | 350.6749 | 3.0719
Wastewater treatment plant (WWTP) | WWTP 830 | 8480 | 13.937 | 12 to 23 | 234.1422 | 2.0511 | 292.6778 | 2.5639 | 351.2133 | 3.0766
Wastewater treatment plant (WWTP) | WWTP 829 | 8549 | 14.0504 | 12 to 23 | 236.0474 | 2.0678 | 295.0592 | 2.5847 | 354.0711 | 3.1017
Wastewater treatment plant (WWTP) | WWTP 828 | 8579 | 14.0997 | 12 to 23 | 236.8757 | 2.075 | 296.0947 | 2.5938 | 355.3136 | 3.1125
Wastewater treatment plant (WWTP) | WWTP 827 | 8590 | 14.1178 | 12 to 23 | 237.1794 | 2.0777 | 296.4743 | 2.5971 | 355.7692 | 3.1165
Wastewater treatment plant (WWTP) | WWTP 826 | 8595 | 14.126 | 12 to 23 | 237.3175 | 2.0789 | 296.6469 | 2.5986 | 355.9763 | 3.1184
Wastewater treatment plant (WWTP) | WWTP 825 | 8606 | 14.1441 | 12 to 23 | 237.6212 | 2.0816 | 297.0265 | 2.602 | 356.4318 | 3.1223
Wastewater treatment plant (WWTP) | WWTP 824 | 8615 | 14.1589 | 12 to 23 | 237.8697 | 2.0837 | 297.3372 | 2.6047 | 356.8046 | 3.1256
Wastewater treatment plant (WWTP) | WWTP 823 | 8631 | 14.1852 | 12 to 23 | 238.3115 | 2.0876 | 297.8894 | 2.6095 | 357.4673 | 3.1314
Wastewater treatment plant (WWTP) | WWTP 822 | 8640 | 14.2 | 12 to 23 | 238.56 | 2.0898 | 298.2 | 2.6122 | 357.84 | 3.1347
Wastewater treatment plant (WWTP) | WWTP 821 | 8693 | 14.2871 | 12 to 23 | 240.0234 | 2.1026 | 300.0292 | 2.6283 | 360.0351 | 3.1539
Wastewater treatment plant (WWTP) | WWTP 820 | 8694 | 14.2888 | 12 to 23 | 240.051 | 2.1028 | 300.0638 | 2.6286 | 360.0765 | 3.1543
Wastewater treatment plant (WWTP) | WWTP 819 | 8707 | 14.3101 | 12 to 23 | 240.4099 | 2.106 | 300.5124 | 2.6325 | 360.6149 | 3.159
Wastewater treatment plant (WWTP) | WWTP 818 | 8727 | 14.343 | 12 to 23 | 240.9622 | 2.1108 | 301.2027 | 2.6385 | 361.4433 | 3.1662
Wastewater treatment plant (WWTP) | WWTP 817 | 8752 | 14.3841 | 12 to 23 | 241.6524 | 2.1169 | 302.0656 | 2.6461 | 362.4787 | 3.1753
Wastewater treatment plant (WWTP) | WWTP 816 | 8775 | 14.4219 | 12 to 23 | 242.2875 | 2.1224 | 302.8594 | 2.653 | 363.4313 | 3.1837
Wastewater treatment plant (WWTP) | WWTP 815 | 8815 | 14.4876 | 12 to 23 | 243.3919 | 2.1321 | 304.2399 | 2.6651 | 365.0879 | 3.1982
Wastewater treatment plant (WWTP) | WWTP 814 | 8830 | 14.5123 | 12 to 23 | 243.8061 | 2.1357 | 304.7576 | 2.6697 | 365.7092 | 3.2036
Wastewater treatment plant (WWTP) | WWTP 813 | 8868 | 14.5747 | 12 to 23 | 244.8553 | 2.1449 | 306.0692 | 2.6812 | 367.283 | 3.2174
Wastewater treatment plant (WWTP) | WWTP 812 | 8876 | 14.5879 | 12 to 23 | 245.0762 | 2.1469 | 306.3453 | 2.6836 | 367.6143 | 3.2203
Wastewater treatment plant (WWTP) | WWTP 811 | 8894 | 14.6175 | 12 to 23 | 245.5732 | 2.1512 | 306.9665 | 2.689 | 368.3598 | 3.2268
Wastewater treatment plant (WWTP) | WWTP 810 | 8896 | 14.6207 | 12 to 23 | 245.6284 | 2.1517 | 307.0356 | 2.6896 | 368.4427 | 3.2276
Wastewater treatment plant (WWTP) | WWTP 809 | 8984 | 14.7654 | 12 to 23 | 248.0582 | 2.173 | 310.0728 | 2.7162 | 372.0873 | 3.2595
Wastewater treatment plant (WWTP) | WWTP 808 | 9014 | 14.8147 | 12 to 23 | 248.8866 | 2.1802 | 311.1082 | 2.7253 | 373.3298 | 3.2704
Wastewater treatment plant (WWTP) | WWTP 807 | 9024 | 14.8311 | 12 to 23 | 249.1627 | 2.1827 | 311.4533 | 2.7283 | 373.744 | 3.274
Wastewater treatment plant (WWTP) | WWTP 806 | 9032 | 14.8443 | 12 to 23 | 249.3836 | 2.1846 | 311.7294 | 2.7307 | 374.0753 | 3.2769
Wastewater treatment plant (WWTP) | WWTP 805 | 9053 | 14.8788 | 12 to 23 | 249.9634 | 2.1897 | 312.4542 | 2.7371 | 374.9451 | 3.2845
Wastewater treatment plant (WWTP) | WWTP 804 | 9075 | 14.9149 | 12 to 23 | 250.5708 | 2.195 | 313.2135 | 2.7438 | 375.8563 | 3.2925
Wastewater treatment plant (WWTP) | WWTP 803 | 9079 | 14.9215 | 12 to 23 | 250.6813 | 2.196 | 313.3516 | 2.745 | 376.0219 | 3.294
Wastewater treatment plant (WWTP) | WWTP 802 | 9081 | 14.9248 | 12 to 23 | 250.7365 | 2.1965 | 313.4206 | 2.7456 | 376.1048 | 3.2947
Wastewater treatment plant (WWTP) | WWTP 801 | 9107 | 14.9675 | 12 to 23 | 251.4544 | 2.2027 | 314.318 | 2.7534 | 377.1816 | 3.3041
Wastewater treatment plant (WWTP) | WWTP 800 | 9124 | 14.9955 | 12 to 23 | 251.9238 | 2.2069 | 314.9047 | 2.7586 | 377.8857 | 3.3103
Wastewater treatment plant (WWTP) | WWTP 799 | 9128 | 15.002 | 12 to 23 | 252.0342 | 2.2078 | 315.0428 | 2.7598 | 378.0513 | 3.3117
Wastewater treatment plant (WWTP) | WWTP 798 | 9132 | 15.0086 | 12 to 23 | 252.1447 | 2.2088 | 315.1808 | 2.761 | 378.217 | 3.3132
Wastewater treatment plant (WWTP) | WWTP 797 | 9150 | 15.0382 | 12 to 23 | 252.6417 | 2.2131 | 315.8021 | 2.7664 | 378.9625 | 3.3197
Wastewater treatment plant (WWTP) | WWTP 796 | 9155 | 15.0464 | 12 to 23 | 252.7797 | 2.2144 | 315.9747 | 2.7679 | 379.1696 | 3.3215
Wastewater treatment plant (WWTP) | WWTP 795 | 9194 | 15.1105 | 12 to 23 | 253.8566 | 2.2238 | 317.3207 | 2.7797 | 380.7848 | 3.3357
Wastewater treatment plant (WWTP) | WWTP 794 | 9206 | 15.1302 | 12 to 23 | 254.1879 | 2.2267 | 317.7349 | 2.7834 | 381.2818 | 3.34
Wastewater treatment plant (WWTP) | WWTP 793 | 9223 | 15.1582 | 12 to 23 | 254.6573 | 2.2308 | 318.3216 | 2.7885 | 381.9859 | 3.3462
Wastewater treatment plant (WWTP) | WWTP 792 | 9224 | 15.1598 | 12 to 23 | 254.6849 | 2.231 | 318.3561 | 2.7888 | 382.0273 | 3.3466
Wastewater treatment plant (WWTP) | WWTP 791 | 9249 | 15.2009 | 12 to 23 | 255.3752 | 2.2371 | 319.219 | 2.7964 | 383.0627 | 3.3556
Wastewater treatment plant (WWTP) | WWTP 790 | 9277 | 15.2469 | 12 to 23 | 256.1483 | 2.2439 | 320.1853 | 2.8048 | 384.2224 | 3.3658
Wastewater treatment plant (WWTP) | WWTP 789 | 9285 | 15.2601 | 12 to 23 | 256.3692 | 2.2458 | 320.4615 | 2.8072 | 384.5538 | 3.3687
Wastewater treatment plant (WWTP) | WWTP 788 | 9311 | 15.3028 | 12 to 23 | 257.0871 | 2.2521 | 321.3588 | 2.8151 | 385.6306 | 3.3781
Wastewater treatment plant (WWTP) | WWTP 787 | 9323 | 15.3225 | 12 to 23 | 257.4184 | 2.255 | 321.773 | 2.8187 | 386.1276 | 3.3825
Wastewater treatment plant (WWTP) | WWTP 786 | 9365 | 15.3916 | 12 to 23 | 258.5781 | 2.2651 | 323.2226 | 2.8314 | 387.8671 | 3.3977
Wastewater treatment plant (WWTP) | WWTP 785 | 9415 | 15.4737 | 12 to 23 | 259.9586 | 2.2772 | 324.9483 | 2.8465 | 389.9379 | 3.4159
Wastewater treatment plant (WWTP) | WWTP 784 | 9490 | 15.597 | 12 to 23 | 262.0294 | 2.2954 | 327.5368 | 2.8692 | 393.0442 | 3.4431
Wastewater treatment plant (WWTP) | WWTP 783 | 9496 | 15.6069 | 12 to 23 | 262.1951 | 2.2968 | 327.7439 | 2.871 | 393.2927 | 3.4452
Wastewater treatment plant (WWTP) | WWTP 782 | 9497 | 15.6085 | 12 to 23 | 262.2227 | 2.2971 | 327.7784 | 2.8713 | 393.3341 | 3.4456
Wastewater treatment plant (WWTP) | WWTP 781 | 9504 | 15.62 | 12 to 23 | 262.416 | 2.2988 | 328.02 | 2.8735 | 393.624 | 3.4481
Wastewater treatment plant (WWTP) | WWTP 780 | 9520 | 15.6463 | 12 to 23 | 262.8578 | 2.3026 | 328.5722 | 2.8783 | 394.2867 | 3.454
Wastewater treatment plant (WWTP) | WWTP 779 | 9524 | 15.6529 | 12 to 23 | 262.9682 | 2.3036 | 328.7103 | 2.8795 | 394.4523 | 3.4554
Wastewater treatment plant (WWTP) | WWTP 778 | 9543 | 15.6841 | 12 to 23 | 263.4928 | 2.3082 | 329.366 | 2.8852 | 395.2393 | 3.4623
Wastewater treatment plant (WWTP) | WWTP 777 | 9564 | 15.7186 | 12 to 23 | 264.0727 | 2.3133 | 330.0908 | 2.8916 | 396.109 | 3.4699
Wastewater treatment plant (WWTP) | WWTP 776 | 9570 | 15.7285 | 12 to 23 | 264.2383 | 2.3147 | 330.2979 | 2.8934 | 396.3575 | 3.4721
Wastewater treatment plant (WWTP) | WWTP 775 | 9593 | 15.7663 | 12 to 23 | 264.8734 | 2.3203 | 331.0917 | 2.9004 | 397.3101 | 3.4804
Wastewater treatment plant (WWTP) | WWTP 774 | 9602 | 15.7811 | 12 to 23 | 265.1219 | 2.3225 | 331.4024 | 2.9031 | 397.6828 | 3.4837
Wastewater treatment plant (WWTP) | WWTP 773 | 9608 | 15.7909 | 12 to 23 | 265.2876 | 2.3239 | 331.6094 | 2.9049 | 397.9313 | 3.4859
Wastewater treatment plant (WWTP) | WWTP 772 | 9645 | 15.8517 | 12 to 23 | 266.3092 | 2.3329 | 332.8865 | 2.9161 | 399.4638 | 3.4993
Wastewater treatment plant (WWTP) | WWTP 771 | 9653 | 15.8649 | 12 to 23 | 266.5301 | 2.3348 | 333.1626 | 2.9185 | 399.7951 | 3.5022
Wastewater treatment plant (WWTP) | WWTP 770 | 9668 | 15.8895 | 12 to 23 | 266.9442 | 2.3384 | 333.6803 | 2.923 | 400.4163 | 3.5076
Wastewater treatment plant (WWTP) | WWTP 769 | 9681 | 15.9109 | 12 to 23 | 267.3032 | 2.3416 | 334.129 | 2.927 | 400.9548 | 3.5124
Wastewater treatment plant (WWTP) | WWTP 768 | 9713 | 15.9635 | 12 to 23 | 268.1867 | 2.3493 | 335.2334 | 2.9366 | 402.2801 | 3.524
Wastewater treatment plant (WWTP) | WWTP 767 | 9714 | 15.9651 | 12 to 23 | 268.2143 | 2.3496 | 335.2679 | 2.9369 | 402.3215 | 3.5243
Wastewater treatment plant (WWTP) | WWTP 766 | 9746 | 16.0177 | 12 to 23 | 269.0979 | 2.3573 | 336.3724 | 2.9466 | 403.6468 | 3.5359
Wastewater treatment plant (WWTP) | WWTP 765 | 9749 | 16.0227 | 12 to 23 | 269.1807 | 2.358 | 336.4759 | 2.9475 | 403.7711 | 3.537
Wastewater treatment plant (WWTP) | WWTP 764 | 9762 | 16.044 | 12 to 23 | 269.5397 | 2.3612 | 336.9246 | 2.9515 | 404.3095 | 3.5418
Wastewater treatment plant (WWTP) | WWTP 763 | 9777 | 16.0687 | 12 to 23 | 269.9538 | 2.3648 | 337.4423 | 2.956 | 404.9308 | 3.5472
Wastewater treatment plant (WWTP) | WWTP 762 | 9793 | 16.095 | 12 to 23 | 270.3956 | 2.3687 | 337.9945 | 2.9608 | 405.5934 | 3.553
Wastewater treatment plant (WWTP) | WWTP 760 | 9814 | 16.1295 | 12 to 23 | 270.9754 | 2.3737 | 338.7193 | 2.9672 | 406.4632 | 3.5606
Wastewater treatment plant (WWTP) | WWTP 761 | 9814 | 16.1295 | 12 to 23 | 270.9754 | 2.3737 | 338.7193 | 2.9672 | 406.4632 | 3.5606
Wastewater treatment plant (WWTP) | WWTP 759 | 9857 | 16.2002 | 12 to 23 | 272.1627 | 2.3841 | 340.2034 | 2.9802 | 408.2441 | 3.5762
Wastewater treatment plant (WWTP) | WWTP 758 | 9864 | 16.2117 | 12 to 23 | 272.356 | 2.3858 | 340.445 | 2.9823 | 408.534 | 3.5788
Wastewater treatment plant (WWTP) | WWTP 757 | 9879 | 16.2363 | 12 to 23 | 272.7702 | 2.3895 | 340.9627 | 2.9868 | 409.1553 | 3.5842
Wastewater treatment plant (WWTP) | WWTP 756 | 9952 | 16.3563 | 12 to 23 | 274.7858 | 2.4071 | 343.4822 | 3.0089 | 412.1787 | 3.6107
Wastewater treatment plant (WWTP) | WWTP 755 | 9958 | 16.3662 | 12 to 23 | 274.9514 | 2.4086 | 343.6893 | 3.0107 | 412.4272 | 3.6129
Wastewater treatment plant (WWTP) | WWTP 754 | 9989 | 16.4171 | 12 to 23 | 275.8074 | 2.4161 | 344.7592 | 3.0201 | 413.7111 | 3.6241
Wastewater treatment plant (WWTP) | WWTP 753 | 10045 | 16.5091 | 12 to 23 | 277.3536 | 2.4296 | 346.692 | 3.037 | 416.0304 | 3.6444
Wastewater treatment plant (WWTP) | WWTP 752 | 10092 | 16.5864 | 12 to 23 | 278.6513 | 2.441 | 348.3142 | 3.0512 | 417.977 | 3.6615
Wastewater treatment plant (WWTP) | WWTP 751 | 10127 | 16.6439 | 12 to 23 | 279.6177 | 2.4495 | 349.5222 | 3.0618 | 419.4266 | 3.6742
Wastewater treatment plant (WWTP) | WWTP 750 | 10131 | 16.6505 | 12 to 23 | 279.7282 | 2.4504 | 349.6602 | 3.063 | 419.5922 | 3.6756
Wastewater treatment plant (WWTP) | WWTP 749 | 10171 | 16.7162 | 12 to 23 | 280.8326 | 2.4601 | 351.0408 | 3.0751 | 421.2489 | 3.6901
Wastewater treatment plant (WWTP) | WWTP 748 | 10192 | 16.7507 | 12 to 23 | 281.4124 | 2.4652 | 351.7656 | 3.0815 | 422.1187 | 3.6978
Wastewater treatment plant (WWTP) | WWTP 747 | 10208 | 16.777 | 12 to 23 | 281.8542 | 2.469 | 352.3178 | 3.0863 | 422.7813 | 3.7036
Wastewater treatment plant (WWTP) | WWTP 746 | 10225 | 16.805 | 12 to 23 | 282.3236 | 2.4732 | 352.9045 | 3.0914 | 423.4854 | 3.7097
Wastewater treatment plant (WWTP) | WWTP 745 | 10229 | 16.8116 | 12 to 23 | 282.4341 | 2.4741 | 353.0426 | 3.0927 | 423.6511 | 3.7112
Wastewater treatment plant (WWTP) | WWTP 744 | 10248 | 16.8428 | 12 to 23 | 282.9587 | 2.4787 | 353.6983 | 3.0984 | 424.438 | 3.7181
Wastewater treatment plant (WWTP) | WWTP 743 | 10260 | 16.8625 | 12 to 23 | 283.29 | 2.4816 | 354.1125 | 3.102 | 424.935 | 3.7224
Wastewater treatment plant (WWTP) | WWTP 742 | 10264 | 16.8691 | 12 to 23 | 283.4004 | 2.4826 | 354.2506 | 3.1032 | 425.1007 | 3.7239
Wastewater treatment plant (WWTP) | WWTP 741 | 10303 | 16.9332 | 12 to 23 | 284.4773 | 2.492 | 355.5966 | 3.115 | 426.7159 | 3.738
Wastewater treatment plant (WWTP) | WWTP 740 | 10305 | 16.9365 | 12 to 23 | 284.5325 | 2.4925 | 355.6656 | 3.1156 | 426.7988 | 3.7388
Wastewater treatment plant (WWTP) | WWTP 739 | 10379 | 17.0581 | 12 to 23 | 286.5757 | 2.5104 | 358.2197 | 3.138 | 429.8636 | 3.7656
Wastewater treatment plant (WWTP) | WWTP 738 | 10383 | 17.0647 | 12 to 23 | 286.6862 | 2.5114 | 358.3577 | 3.1392 | 430.0293 | 3.7671
Wastewater treatment plant (WWTP) | WWTP 737 | 10392 | 17.0794 | 12 to 23 | 286.9347 | 2.5135 | 358.6683 | 3.1419 | 430.402 | 3.7703
Wastewater treatment plant (WWTP) | WWTP 736 | 10410 | 17.109 | 12 to 23 | 287.4317 | 2.5179 | 359.2896 | 3.1474 | 431.1475 | 3.7769
Wastewater treatment plant (WWTP) | WWTP 735 | 10421 | 17.1271 | 12 to 23 | 287.7354 | 2.5206 | 359.6692 | 3.1507 | 431.6031 | 3.7808
Wastewater treatment plant (WWTP) | WWTP 734 | 10437 | 17.1534 | 12 to 23 | 288.1772 | 2.5244 | 360.2215 | 3.1555 | 432.2658 | 3.7866
Wastewater treatment plant (WWTP) | WWTP 733 | 10481 | 17.2257 | 12 to 23 | 289.3921 | 2.5351 | 361.7401 | 3.1688 | 434.0881 | 3.8026
Wastewater treatment plant (WWTP) | WWTP 732 | 10494 | 17.2471 | 12 to 23 | 289.751 | 2.5382 | 362.1887 | 3.1728 | 434.6265 | 3.8073
Wastewater treatment plant (WWTP) | WWTP 731 | 10515 | 17.2816 | 12 to 23 | 290.3308 | 2.5433 | 362.9135 | 3.1791 | 435.4962 | 3.8149
Wastewater treatment plant (WWTP) | WWTP 730 | 10519 | 17.2882 | 12 to 23 | 290.4413 | 2.5443 | 363.0516 | 3.1803 | 435.6619 | 3.8164
Wastewater treatment plant (WWTP) | WWTP 729 | 10577 | 17.3835 | 12 to 23 | 292.0427 | 2.5583 | 365.0534 | 3.1979 | 438.0641 | 3.8374
Wastewater treatment plant (WWTP) | WWTP 728 | 10604 | 17.4279 | 12 to 23 | 292.7882 | 2.5648 | 365.9853 | 3.206 | 439.1823 | 3.8472
Wastewater treatment plant (WWTP) | WWTP 727 | 10607 | 17.4328 | 12 to 23 | 292.8711 | 2.5656 | 366.0888 | 3.2069 | 439.3066 | 3.8483
Wastewater treatment plant (WWTP) | WWTP 726 | 10646 | 17.4969 | 12 to 23 | 293.9479 | 2.575 | 367.4349 | 3.2187 | 440.9218 | 3.8625
Wastewater treatment plant (WWTP) | WWTP 725 | 10677 | 17.5478 | 12 to 23 | 294.8038 | 2.5825 | 368.5048 | 3.2281 | 442.2058 | 3.8737
Wastewater treatment plant (WWTP) | WWTP 724 | 10706 | 17.5955 | 12 to 23 | 295.6046 | 2.5895 | 369.5057 | 3.2369 | 443.4068 | 3.8842
Wastewater treatment plant (WWTP) | WWTP 723 | 10720 | 17.6185 | 12 to 23 | 295.9911 | 2.5929 | 369.9889 | 3.2411 | 443.9867 | 3.8893
Wastewater treatment plant (WWTP) | WWTP 722 | 10766 | 17.6941 | 12 to 23 | 297.2612 | 2.604 | 371.5765 | 3.255 | 445.8918 | 3.906
Wastewater treatment plant (WWTP) | WWTP 721 | 10769 | 17.6991 | 12 to 23 | 297.3441 | 2.6047 | 371.6801 | 3.2559 | 446.0161 | 3.9071
Wastewater treatment plant (WWTP) | WWTP 720 | 10823 | 17.7878 | 12 to 23 | 298.8351 | 2.6178 | 373.5438 | 3.2722 | 448.2526 | 3.9267
Wastewater treatment plant (WWTP) | WWTP 719 | 10849 | 17.8305 | 12 to 23 | 299.5529 | 2.6241 | 374.4412 | 3.2801 | 449.3294 | 3.9361
Wastewater treatment plant (WWTP) | WWTP 718 | 10852 | 17.8355 | 12 to 23 | 299.6358 | 2.6248 | 374.5447 | 3.281 | 449.4537 | 3.9372
Wastewater treatment plant (WWTP) | WWTP 717 | 10856 | 17.842 | 12 to 23 | 299.7462 | 2.6258 | 374.6828 | 3.2822 | 449.6193 | 3.9387
Wastewater treatment plant (WWTP) | WWTP 716 | 10865 | 17.8568 | 12 to 23 | 299.9947 | 2.628 | 374.9934 | 3.2849 | 449.9921 | 3.9419
Wastewater treatment plant (WWTP) | WWTP 715 | 10905 | 17.9226 | 12 to 23 | 301.0992 | 2.6376 | 376.374 | 3.297 | 451.6488 | 3.9564
Wastewater treatment plant (WWTP) | WWTP 714 | 10925 | 17.9554 | 12 to 23 | 301.6514 | 2.6425 | 377.0642 | 3.3031 | 452.4771 | 3.9637
Wastewater treatment plant (WWTP) | WWTP 713 | 10932 | 17.9669 | 12 to 23 | 301.8447 | 2.6442 | 377.3058 | 3.3052 | 452.767 | 3.9662
Wastewater treatment plant (WWTP) | WWTP 712 | 10947 | 17.9916 | 12 to 23 | 302.2588 | 2.6478 | 377.8235 | 3.3097 | 453.3882 | 3.9717
Wastewater treatment plant (WWTP) | WWTP 711 | 11052 | 18.1642 | 12 to 23 | 305.158 | 2.6732 | 381.4475 | 3.3415 | 457.737 | 4.0098
Wastewater treatment plant (WWTP) | WWTP 710 | 11069 | 18.1921 | 12 to 23 | 305.6274 | 2.6773 | 382.0342 | 3.3466 | 458.4411 | 4.0159
Wastewater treatment plant (WWTP) | WWTP 709 | 11090 | 18.2266 | 12 to 23 | 306.2072 | 2.6824 | 382.759 | 3.353 | 459.3108 | 4.0236
Wastewater treatment plant (WWTP) | WWTP 708 | 11174 | 18.3647 | 12 to 23 | 308.5266 | 2.7027 | 385.6582 | 3.3784 | 462.7898 | 4.054
Wastewater treatment plant (WWTP) | WWTP 707 | 11215 | 18.4321 | 12 to 23 | 309.6586 | 2.7126 | 387.0733 | 3.3908 | 464.4879 | 4.0689
Wastewater treatment plant (WWTP) | WWTP 706 | 11252 | 18.4929 | 12 to 23 | 310.6802 | 2.7216 | 388.3503 | 3.4019 | 466.0203 | 4.0823
Wastewater treatment plant (WWTP) | WWTP 705 | 11262 | 18.5093 | 12 to 23 | 310.9563 | 2.724 | 388.6954 | 3.405 | 466.4345 | 4.086
Wastewater treatment plant (WWTP) | WWTP 704 | 11357 | 18.6654 | 12 to 23 | 313.5794 | 2.747 | 391.9742 | 3.4337 | 470.3691 | 4.1204
Wastewater treatment plant (WWTP) | WWTP 703 | 11414 | 18.7591 | 12 to 23 | 315.1532 | 2.7607 | 393.9415 | 3.4509 | 472.7298 | 4.1411
Wastewater treatment plant (WWTP) | WWTP 702 | 11437 | 18.7969 | 12 to 23 | 315.7883 | 2.7663 | 394.7353 | 3.4579 | 473.6824 | 4.1495
Wastewater treatment plant (WWTP) | WWTP 701 | 11447 | 18.8134 | 12 to 23 | 316.0644 | 2.7687 | 395.0805 | 3.4609 | 474.0966 | 4.1531
Wastewater treatment plant (WWTP) | WWTP 700 | 11459 | 18.8331 | 12 to 23 | 316.3957 | 2.7716 | 395.4947 | 3.4645 | 474.5936 | 4.1574
Wastewater treatment plant (WWTP) | WWTP 699 | 11554 | 18.9892 | 12 to 23 | 319.0188 | 2.7946 | 398.7735 | 3.4933 | 478.5282 | 4.1919
Wastewater treatment plant (WWTP) | WWTP 698 | 11557 | 18.9941 | 12 to 23 | 319.1016 | 2.7953 | 398.877 | 3.4942 | 478.6524 | 4.193
Wastewater treatment plant (WWTP) | WWTP 697 | 11587 | 19.0434 | 12 to 23 | 319.9299 | 2.8026 | 399.9124 | 3.5032 | 479.8949 | 4.2039
Wastewater treatment plant (WWTP) | WWTP 696 | 11589 | 19.0467 | 12 to 23 | 319.9852 | 2.8031 | 399.9815 | 3.5038 | 479.9778 | 4.2046
Wastewater treatment plant (WWTP) | WWTP 695 | 11651 | 19.1486 | 12 to 23 | 321.6971 | 2.8181 | 402.1213 | 3.5226 | 482.5456 | 4.2271
Wastewater treatment plant (WWTP) | WWTP 694 | 11703 | 19.2341 | 12 to 23 | 323.1328 | 2.8306 | 403.916 | 3.5383 | 484.6993 | 4.246
Wastewater treatment plant (WWTP) | WWTP 693 | 11723 | 19.267 | 12 to 23 | 323.6851 | 2.8355 | 404.6063 | 3.5444 | 485.5276 | 4.2532
Wastewater treatment plant (WWTP) | WWTP 691 | 11752 | 19.3146 | 12 to 23 | 324.4858 | 2.8425 | 405.6072 | 3.5531 | 486.7287 | 4.2637
Wastewater treatment plant (WWTP) | WWTP 692 | 11752 | 19.3146 | 12 to 23 | 324.4858 | 2.8425 | 405.6072 | 3.5531 | 486.7287 | 4.2637
Wastewater treatment plant (WWTP) | WWTP 690 | 11830 | 19.4428 | 12 to 23 | 326.6394 | 2.8614 | 408.2993 | 3.5767 | 489.9592 | 4.292
Wastewater treatment plant (WWTP) | WWTP 689 | 11934 | 19.6137 | 12 to 23 | 329.511 | 2.8865 | 411.8888 | 3.6081 | 494.2665 | 4.3298
Wastewater treatment plant (WWTP) | WWTP 688 | 11973 | 19.6778 | 12 to 23 | 330.5878 | 2.8959 | 413.2348 | 3.6199 | 495.8818 | 4.3439
Wastewater treatment plant (WWTP) | WWTP 687 | 12073 | 19.8422 | 12 to 23 | 333.3489 | 2.9201 | 416.6862 | 3.6502 | 500.0234 | 4.3802
Wastewater treatment plant (WWTP) | WWTP 686 | 12091 | 19.8718 | 12 to 23 | 333.8459 | 2.9245 | 417.3074 | 3.6556 | 500.7689 | 4.3867
Wastewater treatment plant (WWTP) | WWTP 685 | 12105 | 19.8948 | 12 to 23 | 334.2325 | 2.9279 | 417.7906 | 3.6598 | 501.3487 | 4.3918
Wastewater treatment plant (WWTP) | WWTP 684 | 12160 | 19.9852 | 12 to 23 | 335.7511 | 2.9412 | 419.6889 | 3.6765 | 503.6267 | 4.4118
Wastewater treatment plant (WWTP) | WWTP 683 | 12226 | 20.0937 | 12 to 23 | 337.5734 | 2.9571 | 421.9668 | 3.6964 | 506.3602 | 4.4357
Wastewater treatment plant (WWTP) | WWTP 682 | 12249 | 20.1315 | 12 to 23 | 338.2085 | 2.9627 | 422.7606 | 3.7034 | 507.3128 | 4.4441
Wastewater treatment plant (WWTP) | WWTP 681 | 12312 | 20.235 | 12 to 23 | 339.948 | 2.9779 | 424.935 | 3.7224 | 509.922 | 4.4669
Wastewater treatment plant (WWTP) | WWTP 680 | 12321 | 20.2498 | 12 to 23 | 340.1965 | 2.9801 | 425.2456 | 3.7252 | 510.2948 | 4.4702
Wastewater treatment plant (WWTP) | WWTP 679 | 12341 | 20.2827 | 12 to 23 | 340.7487 | 2.985 | 425.9359 | 3.7312 | 511.1231 | 4.4774
Wastewater treatment plant (WWTP) | WWTP 678 | 12375 | 20.3385 | 12 to 23 | 341.6875 | 2.9932 | 427.1094 | 3.7415 | 512.5313 | 4.4898
Wastewater treatment plant (WWTP) | WWTP 677 | 12455 | 20.47 | 12 to 23 | 343.8964 | 3.0125 | 429.8705 | 3.7657 | 515.8446 | 4.5188
Wastewater treatment plant (WWTP) | WWTP 676 | 12483 | 20.516 | 12 to 23 | 344.6695 | 3.0193 | 430.8369 | 3.7741 | 517.0043 | 4.529
Wastewater treatment plant (WWTP) | WWTP 675 | 12500 | 20.544 | 12 to 23 | 345.1389 | 3.0234 | 431.4236 | 3.7793 | 517.7083 | 4.5351
Wastewater treatment plant (WWTP) | WWTP 674 | 12549 | 20.6245 | 12 to 23 | 346.4918 | 3.0353 | 433.1148 | 3.7941 | 519.7378 | 4.5529
Wastewater treatment plant (WWTP) | WWTP 673 | 12585 | 20.6837 | 12 to 23 | 347.4858 | 3.044 | 434.3573 | 3.805 | 521.2287 | 4.566
Wastewater treatment plant (WWTP) | WWTP 672 | 12676 | 20.8332 | 12 to 23 | 349.9984 | 3.066 | 437.4981 | 3.8325 | 524.9977 | 4.599
Wastewater treatment plant (WWTP) | WWTP 671 | 12685 | 20.848 | 12 to 23 | 350.2469 | 3.0682 | 437.8087 | 3.8352 | 525.3704 | 4.6022
Wastewater treatment plant (WWTP) | WWTP 670 | 12712 | 20.8924 | 12 to 23 | 350.9924 | 3.0747 | 438.7406 | 3.8434 | 526.4887 | 4.612
Wastewater treatment plant (WWTP) | WWTP 669 | 12728 | 20.9187 | 12 to 23 | 351.4342 | 3.0786 | 439.2928 | 3.8482 | 527.1513 | 4.6178
Wastewater treatment plant (WWTP) | WWTP 668 | 12738 | 20.9351 | 12 to 23 | 351.7103 | 3.081 | 439.6379 | 3.8512 | 527.5655 | 4.6215
Wastewater treatment plant (WWTP) | WWTP 667 | 12784 | 21.0107 | 12 to 23 | 352.9804 | 3.0921 | 441.2256 | 3.8651 | 529.4707 | 4.6382
Wastewater treatment plant (WWTP) | WWTP 666 | 12794 | 21.0272 | 12 to 23 | 353.2566 | 3.0945 | 441.5707 | 3.8682 | 529.8848 | 4.6418
Wastewater treatment plant (WWTP) | WWTP 665 | 12871 | 21.1537 | 12 to 23 | 355.3826 | 3.1132 | 444.2283 | 3.8914 | 533.0739 | 4.6697
Wastewater treatment plant (WWTP) | WWTP 664 | 12971 | 21.3181 | 12 to 23 | 358.1437 | 3.1373 | 447.6797 | 3.9217 | 537.2156 | 4.706
Wastewater treatment plant (WWTP) | WWTP 663 | 13017 | 21.3937 | 12 to 23 | 359.4138 | 3.1485 | 449.2673 | 3.9356 | 539.1208 | 4.7227
Wastewater treatment plant (WWTP) | WWTP 662 | 13047 | 21.443 | 12 to 23 | 360.2422 | 3.1557 | 450.3027 | 3.9447 | 540.3632 | 4.7336
Wastewater treatment plant (WWTP) | WWTP 661 | 13064 | 21.4709 | 12 to 23 | 360.7116 | 3.1598 | 450.8894 | 3.9498 | 541.0673 | 4.7397
Wastewater treatment plant (WWTP) | WWTP 660 | 13114 | 21.5531 | 12 to 23 | 362.0921 | 3.1719 | 452.6151 | 3.9649 | 543.1382 | 4.7579
Wastewater treatment plant (WWTP) | WWTP 659 | 13129 | 21.5778 | 12 to 23 | 362.5063 | 3.1756 | 453.1328 | 3.9694 | 543.7594 | 4.7633
Wastewater treatment plant (WWTP) | WWTP 658 | 13136 | 21.5893 | 12 to 23 | 362.6996 | 3.1772 | 453.3744 | 3.9716 | 544.0493 | 4.7659
Wastewater treatment plant (WWTP) | WWTP 657 | 13225 | 21.7355 | 12 to 23 | 365.1569 | 3.1988 | 456.4462 | 3.9985 | 547.7354 | 4.7982
Wastewater treatment plant (WWTP) | WWTP 656 | 13271 | 21.8111 | 12 to 23 | 366.4271 | 3.2099 | 458.0338 | 4.0124 | 549.6406 | 4.8149
Wastewater treatment plant (WWTP) | WWTP 655 | 13345 | 21.9328 | 12 to 23 | 368.4703 | 3.2278 | 460.5878 | 4.0347 | 552.7054 | 4.8417
Wastewater treatment plant (WWTP) | WWTP 654 | 13359 | 21.9558 | 12 to 23 | 368.8568 | 3.2312 | 461.071 | 4.039 | 553.2853 | 4.8468
Wastewater treatment plant (WWTP) | WWTP 653 | 13383 | 21.9952 | 12 to 23 | 369.5195 | 3.237 | 461.8994 | 4.0462 | 554.2793 | 4.8555
Wastewater treatment plant (WWTP) | WWTP 652 | 13392 | 22.01 | 12 to 23 | 369.768 | 3.2392 | 462.21 | 4.049 | 554.652 | 4.8588
Wastewater treatment plant (WWTP) | WWTP 651 | 13416 | 22.0494 | 12 to 23 | 370.4307 | 3.245 | 463.0383 | 4.0562 | 555.646 | 4.8675
Wastewater treatment plant (WWTP) | WWTP 650 | 13442 | 22.0922 | 12 to 23 | 371.1486 | 3.2513 | 463.9357 | 4.0641 | 556.7228 | 4.8769
Wastewater treatment plant (WWTP) | WWTP 649 | 13502 | 22.1908 | 12 to 23 | 372.8052 | 3.2658 | 466.0065 | 4.0822 | 559.2078 | 4.8987
Wastewater treatment plant (WWTP) | WWTP 648 | 13523 | 22.2253 | 12 to 23 | 373.3851 | 3.2709 | 466.7313 | 4.0886 | 560.0776 | 4.9063
Wastewater treatment plant (WWTP) | WWTP 647 | 13528 | 22.2335 | 12 to 23 | 373.5231 | 3.2721 | 466.9039 | 4.0901 | 560.2847 | 4.9081
Wastewater treatment plant (WWTP) | WWTP 646 | 13541 | 22.2549 | 12 to 23 | 373.8821 | 3.2752 | 467.3526 | 4.094 | 560.8231 | 4.9128
Wastewater treatment plant (WWTP) | WWTP 645 | 13572 | 22.3058 | 12 to 23 | 374.738 | 3.2827 | 468.4225 | 4.1034 | 562.107 | 4.9241
Wastewater treatment plant (WWTP) | WWTP 644 | 13598 | 22.3486 | 12 to 23 | 375.4559 | 3.289 | 469.3199 | 4.1112 | 563.1838 | 4.9335
Wastewater treatment plant (WWTP) | WWTP 643 | 13612 | 22.3716 | 12 to 23 | 375.8424 | 3.2924 | 469.8031 | 4.1155 | 563.7637 | 4.9386
Wastewater treatment plant (WWTP) | WWTP 642 | 13633 | 22.4061 | 12 to 23 | 376.4223 | 3.2975 | 470.5278 | 4.1218 | 564.6334 | 4.9462
Wastewater treatment plant (WWTP) | WWTP 641 | 13644 | 22.4242 | 12 to 23 | 376.726 | 3.3001 | 470.9075 | 4.1251 | 565.089 | 4.9502
Wastewater treatment plant (WWTP) | WWTP 640 | 13652 | 22.4373 | 12 to 23 | 376.9469 | 3.3021 | 471.1836 | 4.1276 | 565.4203 | 4.9531
Wastewater treatment plant (WWTP) | WWTP 639 | 13683 | 22.4883 | 12 to 23 | 377.8028 | 3.3096 | 472.2535 | 4.1369 | 566.7043 | 4.9643
Wastewater treatment plant (WWTP) | WWTP 638 | 13739 | 22.5803 | 12 to 23 | 379.3491 | 3.3231 | 474.1863 | 4.1539 | 569.0236 | 4.9846
Wastewater treatment plant (WWTP) | WWTP 637 | 13779 | 22.646 | 12 to 23 | 380.4535 | 3.3328 | 475.5669 | 4.166 | 570.6803 | 4.9992
Wastewater treatment plant (WWTP) | WWTP 636 | 13793 | 22.6691 | 12 to 23 | 380.8401 | 3.3362 | 476.0501 | 4.1702 | 571.2601 | 5.0042
Wastewater treatment plant (WWTP) | WWTP 635 | 13882 | 22.8153 | 12 to 23 | 383.2974 | 3.3577 | 479.1218 | 4.1971 | 574.9462 | 5.0365
Wastewater treatment plant (WWTP) | WWTP 634 | 13925 | 22.886 | 12 to 23 | 384.4847 | 3.3681 | 480.6059 | 4.2101 | 576.7271 | 5.0521
Wastewater treatment plant (WWTP) | WWTP 633 | 13988 | 22.9895 | 12 to 23 | 386.2242 | 3.3833 | 482.7803 | 4.2292 | 579.3363 | 5.075
Wastewater treatment plant (WWTP) | WWTP 632 | 14001 | 23.0109 | 12 to 23 | 386.5832 | 3.3865 | 483.229 | 4.2331 | 579.8747 | 5.0797
Wastewater treatment plant (WWTP) | WWTP 631 | 14088 | 23.1539 | 12 to 23 | 388.9853 | 3.4075 | 486.2317 | 4.2594 | 583.478 | 5.1113
Wastewater treatment plant (WWTP) | WWTP 630 | 14096 | 23.167 | 12 to 23 | 389.2062 | 3.4094 | 486.5078 | 4.2618 | 583.8093 | 5.1142
Wastewater treatment plant (WWTP) | WWTP 629 | 14102 | 23.1769 | 12 to 23 | 389.3719 | 3.4109 | 486.7149 | 4.2636 | 584.0578 | 5.1163
Wastewater treatment plant (WWTP) | WWTP 628 | 14123 | 23.2114 | 12 to 23 | 389.9517 | 3.416 | 487.4397 | 4.27 | 584.9276 | 5.124
Wastewater treatment plant (WWTP) | WWTP 627 | 14132 | 23.2262 | 12 to 23 | 390.2002 | 3.4182 | 487.7503 | 4.2727 | 585.3003 | 5.1272
Wastewater treatment plant (WWTP) | WWTP 626 | 14178 | 23.3018 | 12 to 23 | 391.4703 | 3.4293 | 489.3379 | 4.2866 | 587.2055 | 5.1439
Wastewater treatment plant (WWTP) | WWTP 625 | 14185 | 23.3133 | 12 to 23 | 391.6636 | 3.431 | 489.5795 | 4.2887 | 587.4954 | 5.1465
Wastewater treatment plant (WWTP) | WWTP 624 | 14244 | 23.4103 | 12 to 23 | 393.2927 | 3.4452 | 491.6158 | 4.3066 | 589.939 | 5.1679
Wastewater treatment plant (WWTP) | WWTP 623 | 14430 | 23.716 | 12 to 23 | 398.4283 | 3.4902 | 498.0354 | 4.3628 | 597.6425 | 5.2353
Wastewater treatment plant (WWTP) | WWTP 622 | 14467 | 23.7768 | 12 to 23 | 399.4499 | 3.4992 | 499.3124 | 4.374 | 599.1749 | 5.2488
Wastewater treatment plant (WWTP) | WWTP 621 | 14500 | 23.831 | 12 to 23 | 400.3611 | 3.5072 | 500.4514 | 4.384 | 600.5417 | 5.2607
Wastewater treatment plant (WWTP) | WWTP 620 | 14511 | 23.8491 | 12 to 23 | 400.6648 | 3.5098 | 500.831 | 4.3873 | 600.9973 | 5.2647
Wastewater treatment plant (WWTP) | WWTP 619 | 14582 | 23.9658 | 12 to 23 | 402.6252 | 3.527 | 503.2815 | 4.4087 | 603.9378 | 5.2905
Wastewater treatment plant (WWTP) | WWTP 618 | 14696 | 24.1531 | 12 to 23 | 405.7729 | 3.5546 | 507.2161 | 4.4432 | 608.6593 | 5.3319
Wastewater treatment plant (WWTP) | WWTP 617 | 14720 | 24.1926 | 12 to 23 | 406.4356 | 3.5604 | 508.0444 | 4.4505 | 609.6533 | 5.3406
Wastewater treatment plant (WWTP) | WWTP 616 | 14723 | 24.1975 | 12 to 23 | 406.5184 | 3.5611 | 508.148 | 4.4514 | 609.7776 | 5.3417
Wastewater treatment plant (WWTP) | WWTP 615 | 14756 | 24.2518 | 12 to 23 | 407.4296 | 3.5691 | 509.2869 | 4.4614 | 611.1443 | 5.3536
Wastewater treatment plant (WWTP) | WWTP 614 | 14768 | 24.2715 | 12 to 23 | 407.7609 | 3.572 | 509.7011 | 4.465 | 611.6413 | 5.358
Wastewater treatment plant (WWTP) | WWTP 613 | 14811 | 24.3422 | 12 to 23 | 408.9482 | 3.5824 | 511.1852 | 4.478 | 613.4223 | 5.3736
Wastewater treatment plant (WWTP) | WWTP 612 | 14833 | 24.3783 | 12 to 23 | 409.5556 | 3.5877 | 511.9445 | 4.4846 | 614.3334 | 5.3816
Wastewater treatment plant (WWTP) | WWTP 611 | 14867 | 24.4342 | 12 to 23 | 410.4944 | 3.5959 | 513.118 | 4.4949 | 615.7416 | 5.3939
Wastewater treatment plant (WWTP) | WWTP 610 | 14894 | 24.4786 | 12 to 23 | 411.2399 | 3.6025 | 514.0499 | 4.5031 | 616.8598 | 5.4037
Wastewater treatment plant (WWTP) | WWTP 609 | 14904 | 24.495 | 12 to 23 | 411.516 | 3.6049 | 514.395 | 4.5061 | 617.274 | 5.4073
Wastewater treatment plant (WWTP) | WWTP 608 | 14962 | 24.5903 | 12 to 23 | 413.1174 | 3.6189 | 516.3968 | 4.5236 | 619.6762 | 5.4284
Wastewater treatment plant (WWTP) | WWTP 607 | 14979 | 24.6183 | 12 to 23 | 413.5868 | 3.623 | 516.9835 | 4.5288 | 620.3803 | 5.4345
Wastewater treatment plant (WWTP) | WWTP 606 | 15041 | 24.7202 | 12 to 23 | 415.2987 | 3.638 | 519.1234 | 4.5475 | 622.9481 | 5.457
Wastewater treatment plant (WWTP) | WWTP 605 | 15091 | 24.8023 | 12 to 23 | 416.6793 | 3.6501 | 520.8491 | 4.5626 | 625.0189 | 5.4752
Wastewater treatment plant (WWTP) | WWTP 604 | 15115 | 24.8418 | 12 to 23 | 417.3419 | 3.6559 | 521.6774 | 4.5699 | 626.0129 | 5.4839
Wastewater treatment plant (WWTP) | WWTP 603 | 15135 | 24.8747 | 12 to 23 | 417.8942 | 3.6608 | 522.3677 | 4.5759 | 626.8413 | 5.4911
Wastewater treatment plant (WWTP) | WWTP 602 | 15163 | 24.9207 | 12 to 23 | 418.6673 | 3.6675 | 523.3341 | 4.5844 | 628.0009 | 5.5013
Wastewater treatment plant (WWTP) | WWTP 601 | 15175 | 24.9404 | 12 to 23 | 418.9986 | 3.6704 | 523.7483 | 4.588 | 628.4979 | 5.5056
Wastewater treatment plant (WWTP) | WWTP 600 | 15234 | 25.0374 | 12 to 23 | 420.6277 | 3.6847 | 525.7846 | 4.6059 | 630.9415 | 5.527
Wastewater treatment plant (WWTP) | WWTP 599 | 15268 | 25.0932 | 12 to 23 | 421.5664 | 3.6929 | 526.9581 | 4.6162 | 632.3497 | 5.5394
Wastewater treatment plant (WWTP) | WWTP 598 | 15430 | 25.3595 | 12 to 23 | 426.0394 | 3.7321 | 532.5493 | 4.6651 | 639.0592 | 5.5982
Wastewater treatment plant (WWTP) | WWTP 597 | 15466 | 25.4187 | 12 to 23 | 427.0334 | 3.7408 | 533.7918 | 4.676 | 640.5502 | 5.6112
Wastewater treatment plant (WWTP) | WWTP 596 | 15495 | 25.4663 | 12 to 23 | 427.8342 | 3.7478 | 534.7927 | 4.6848 | 641.7513 | 5.6217
Wastewater treatment plant (WWTP) | WWTP 595 | 15527 | 25.5189 | 12 to 23 | 428.7177 | 3.7556 | 535.8972 | 4.6945 | 643.0766 | 5.6334
Wastewater treatment plant (WWTP) | WWTP 593 | 15545 | 25.5485 | 12 to 23 | 429.2147 | 3.7599 | 536.5184 | 4.6999 | 643.8221 | 5.6399
Wastewater treatment plant (WWTP) | WWTP 594 | 15545 | 25.5485 | 12 to 23 | 429.2147 | 3.7599 | 536.5184 | 4.6999 | 643.8221 | 5.6399
Wastewater treatment plant (WWTP) | WWTP 592 | 15624 | 25.6783 | 12 to 23 | 431.396 | 3.779 | 539.245 | 4.7238 | 647.094 | 5.6685
Wastewater treatment plant (WWTP) | WWTP 591 | 15671 | 25.7556 | 12 to 23 | 432.6937 | 3.7904 | 540.8672 | 4.738 | 649.0406 | 5.6856
Wastewater treatment plant (WWTP) | WWTP 590 | 15718 | 25.8328 | 12 to 23 | 433.9914 | 3.8018 | 542.4893 | 4.7522 | 650.9872 | 5.7026
Wastewater treatment plant (WWTP) | WWTP 589 | 15801 | 25.9692 | 12 to 23 | 436.2832 | 3.8218 | 545.354 | 4.7773 | 654.4248 | 5.7328
Wastewater treatment plant (WWTP) | WWTP 588 | 15839 | 26.0317 | 12 to 23 | 437.3324 | 3.831 | 546.6655 | 4.7888 | 655.9986 | 5.7465
Wastewater treatment plant (WWTP) | WWTP 587 | 15863 | 26.0711 | 12 to 23 | 437.9951 | 3.8368 | 547.4938 | 4.796 | 656.9926 | 5.7553
Wastewater treatment plant (WWTP) | WWTP 586 | 15884 | 26.1056 | 12 to 23 | 438.5749 | 3.8419 | 548.2186 | 4.8024 | 657.8623 | 5.7629
Wastewater treatment plant (WWTP) | WWTP 585 | 16046 | 26.3719 | 12 to 23 | 443.0479 | 3.8811 | 553.8099 | 4.8514 | 664.5718 | 5.8216
Wastewater treatment plant (WWTP) | WWTP 584 | 16070 | 26.4113 | 12 to 23 | 443.7106 | 3.8869 | 554.6382 | 4.8586 | 665.5658 | 5.8304
Wastewater treatment plant (WWTP) | WWTP 583 | 16182 | 26.5954 | 12 to 23 | 446.803 | 3.914 | 558.5037 | 4.8925 | 670.2045 | 5.871
Wastewater treatment plant (WWTP) | WWTP 582 | 16192 | 26.6119 | 12 to 23 | 447.0791 | 3.9164 | 558.8489 | 4.8955 | 670.6187 | 5.8746
Wastewater treatment plant (WWTP) | WWTP 581 | 16193 | 26.6135 | 12 to 23 | 447.1067 | 3.9167 | 558.8834 | 4.8958 | 670.6601 | 5.875
Wastewater treatment plant (WWTP) | WWTP 580 | 16217 | 26.6529 | 12 to 23 | 447.7694 | 3.9225 | 559.7117 | 4.9031 | 671.6541 | 5.8837
Wastewater treatment plant (WWTP) | WWTP 579 | 16236 | 26.6842 | 12 to 23 | 448.294 | 3.9271 | 560.3675 | 4.9088 | 672.441 | 5.8906
Wastewater treatment plant (WWTP) | WWTP 578 | 16288 | 26.7696 | 12 to 23 | 449.7298 | 3.9396 | 562.1622 | 4.9245 | 674.5947 | 5.9094
Wastewater treatment plant (WWTP) | WWTP 577 | 16366 | 26.8978 | 12 to 23 | 451.8834 | 3.9585 | 564.8543 | 4.9481 | 677.8252 | 5.9377
Wastewater treatment plant (WWTP) | WWTP 576 | 16415 | 26.9784 | 12 to 23 | 453.2364 | 3.9704 | 566.5455 | 4.9629 | 679.8546 | 5.9555
Wastewater treatment plant (WWTP) | WWTP 575 | 16456 | 27.0457 | 12 to 23 | 454.3684 | 3.9803 | 567.9606 | 4.9753 | 681.5527 | 5.9704
Wastewater treatment plant (WWTP) | WWTP 574 | 16487 | 27.0967 | 12 to 23 | 455.2244 | 3.9878 | 569.0305 | 4.9847 | 682.8366 | 5.9816
Wastewater treatment plant (WWTP) | WWTP 573 | 16542 | 27.1871 | 12 to 23 | 456.743 | 4.0011 | 570.9288 | 5.0013 | 685.1145 | 6.0016
Wastewater treatment plant (WWTP) | WWTP 572 | 16558 | 27.2134 | 12 to 23 | 457.1848 | 4.0049 | 571.481 | 5.0062 | 685.7772 | 6.0074
Wastewater treatment plant (WWTP) | WWTP 571 | 16576 | 27.243 | 12 to 23 | 457.6818 | 4.0093 | 572.1022 | 5.0116 | 686.5227 | 6.0139
Wastewater treatment plant (WWTP) | WWTP 570 | 16633 | 27.3366 | 12 to 23 | 459.2556 | 4.0231 | 574.0695 | 5.0288 | 688.8834 | 6.0346
Wastewater treatment plant (WWTP) | WWTP 569 | 16668 | 27.3942 | 12 to 23 | 460.222 | 4.0315 | 575.2775 | 5.0394 | 690.333 | 6.0473
Wastewater treatment plant (WWTP) | WWTP 568 | 16699 | 27.4451 | 12 to 23 | 461.0779 | 4.039 | 576.3474 | 5.0488 | 691.6169 | 6.0586
Wastewater treatment plant (WWTP) | WWTP 567 | 16701 | 27.4484 | 12 to 23 | 461.1332 | 4.0395 | 576.4165 | 5.0494 | 691.6997 | 6.0593
Wastewater treatment plant (WWTP) | WWTP 566 | 16730 | 27.4961 | 12 to 23 | 461.9339 | 4.0465 | 577.4174 | 5.0582 | 692.9008 | 6.0698
Wastewater treatment plant (WWTP) | WWTP 565 | 16770 | 27.5618 | 12 to 23 | 463.0383 | 4.0562 | 578.7979 | 5.0703 | 694.5575 | 6.0843
Wastewater treatment plant (WWTP) | WWTP 564 | 16906 | 27.7853 | 12 to 23 | 466.7934 | 4.0891 | 583.4918 | 5.1114 | 700.1902 | 6.1337
Wastewater treatment plant (WWTP) | WWTP 563 | 16915 | 27.8001 | 12 to 23 | 467.0419 | 4.0913 | 583.8024 | 5.1141 | 700.5629 | 6.1369
Wastewater treatment plant (WWTP) | WWTP 562 | 16945 | 27.8494 | 12 to 23 | 467.8703 | 4.0985 | 584.8378 | 5.1232 | 701.8054 | 6.1478
Wastewater treatment plant (WWTP) | WWTP 561 | 17001 | 27.9415 | 12 to 23 | 469.4165 | 4.1121 | 586.7706 | 5.1401 | 704.1248 | 6.1681
Wastewater treatment plant (WWTP) | WWTP 560 | 17029 | 27.9875 | 12 to 23 | 470.1896 | 4.1189 | 587.737 | 5.1486 | 705.2844 | 6.1783
Wastewater treatment plant (WWTP) | WWTP 559 | 17034 | 27.9957 | 12 to 23 | 470.3277 | 4.1201 | 587.9096 | 5.1501 | 705.4915 | 6.1801
Wastewater treatment plant (WWTP) | WWTP 558 | 17044 | 28.0121 | 12 to 23 | 470.6038 | 4.1225 | 588.2547 | 5.1531 | 705.9057 | 6.1837
Wastewater treatment plant (WWTP) | WWTP 557 | 17048 | 28.0187 | 12 to 23 | 470.7142 | 4.1235 | 588.3928 | 5.1543 | 706.0713 | 6.1852
Wastewater treatment plant (WWTP) | WWTP 556 | 17176 | 28.2291 | 12 to 23 | 474.2484 | 4.1544 | 592.8106 | 5.193 | 711.3727 | 6.2316
Wastewater treatment plant (WWTP) | WWTP 555 | 17399 | 28.5956 | 12 to 23 | 480.4057 | 4.2084 | 600.5072 | 5.2604 | 720.6086 | 6.3125
Wastewater treatment plant (WWTP) | WWTP 554 | 17426 | 28.64 | 12 to 23 | 481.1512 | 4.2149 | 601.439 | 5.2686 | 721.7268 | 6.3223
Wastewater treatment plant (WWTP) | WWTP 553 | 17499 | 28.7599 | 12 to 23 | 483.1668 | 4.2325 | 603.9585 | 5.2907 | 724.7503 | 6.3488
Wastewater treatment plant (WWTP) | WWTP 552 | 17507 | 28.7731 | 12 to 23 | 483.3877 | 4.2345 | 604.2347 | 5.2931 | 725.0816 | 6.3517
Wastewater treatment plant (WWTP) | WWTP 551 | 17539 | 28.8257 | 12 to 23 | 484.2713 | 4.2422 | 605.3391 | 5.3028 | 726.4069 | 6.3633
Wastewater treatment plant (WWTP) | WWTP 550 | 17631 | 28.9769 | 12 to 23 | 486.8115 | 4.2645 | 608.5144 | 5.3306 | 730.2173 | 6.3967
Wastewater treatment plant (WWTP) | WWTP 549 | 17636 | 28.9851 | 12 to 23 | 486.9496 | 4.2657 | 608.6869 | 5.3321 | 730.4243 | 6.3985
Wastewater treatment plant (WWTP) | WWTP 548 | 17640 | 28.9917 | 12 to 23 | 487.06 | 4.2666 | 608.825 | 5.3333 | 730.59 | 6.4
Wastewater treatment plant (WWTP) | WWTP 547 | 17641 | 28.9933 | 12 to 23 | 487.0876 | 4.2669 | 608.8595 | 5.3336 | 730.6314 | 6.4003
Wastewater treatment plant (WWTP) | WWTP 546 | 17716 | 29.1166 | 12 to 23 | 489.1584 | 4.285 | 611.4481 | 5.3563 | 733.7377 | 6.4275
Wastewater treatment plant (WWTP) | WWTP 545 | 17796 | 29.2481 | 12 to 23 | 491.3673 | 4.3044 | 614.2092 | 5.3805 | 737.051 | 6.4566
Wastewater treatment plant (WWTP) | WWTP 544 | 17816 | 29.2809 | 12 to 23 | 491.9196 | 4.3092 | 614.8994 | 5.3865 | 737.8793 | 6.4638
Wastewater treatment plant (WWTP) | WWTP 543 | 17843 | 29.3253 | 12 to 23 | 492.6651 | 4.3157 | 615.8313 | 5.3947 | 738.9976 | 6.4736
Wastewater treatment plant (WWTP) | WWTP 542 | 17861 | 29.3549 | 12 to 23 | 493.1621 | 4.3201 | 616.4526 | 5.4001 | 739.7431 | 6.4801
Wastewater treatment plant (WWTP) | WWTP 541 | 17992 | 29.5702 | 12 to 23 | 496.7791 | 4.3518 | 620.9739 | 5.4397 | 745.1687 | 6.5277
Wastewater treatment plant (WWTP) | WWTP 540 | 18043 | 29.654 | 12 to 23 | 498.1873 | 4.3641 | 622.7341 | 5.4552 | 747.2809 | 6.5462
Wastewater treatment plant (WWTP) | WWTP 539 | 18044 | 29.6556 | 12 to 23 | 498.2149 | 4.3644 | 622.7686 | 5.4555 | 747.3223 | 6.5465
Wastewater treatment plant (WWTP) | WWTP 538 | 18054 | 29.6721 | 12 to 23 | 498.491 | 4.3668 | 623.1138 | 5.4585 | 747.7365 | 6.5502
Wastewater treatment plant (WWTP) | WWTP 537 | 18075 | 29.7066 | 12 to 23 | 499.0708 | 4.3719 | 623.8385 | 5.4648 | 748.6063 | 6.5578
Wastewater treatment plant (WWTP) | WWTP 536 | 18157 | 29.8414 | 12 to 23 | 501.3349 | 4.3917 | 626.6687 | 5.4896 | 752.0024 | 6.5875
Wastewater treatment plant (WWTP) | WWTP 535 | 18253 | 29.9991 | 12 to 23 | 503.9856 | 4.4149 | 629.982 | 5.5186 | 755.9784 | 6.6224
Wastewater treatment plant (WWTP) | WWTP 534 | 18258 | 30.0074 | 12 to 23 | 504.1237 | 4.4161 | 630.1546 | 5.5202 | 756.1855 | 6.6242
Wastewater treatment plant (WWTP) | WWTP 533 | 18274 | 30.0337 | 12 to 23 | 504.5654 | 4.42 | 630.7068 | 5.525 | 756.8482 | 6.63
Wastewater treatment plant (WWTP) | WWTP 532 | 18283 | 30.0484 | 12 to 23 | 504.8139 | 4.4222 | 631.0174 | 5.5277 | 757.2209 | 6.6333
Wastewater treatment plant (WWTP) | WWTP 531 | 18336 | 30.1356 | 12 to 23 | 506.2773 | 4.435 | 632.8467 | 5.5437 | 759.416 | 6.6525
Wastewater treatment plant (WWTP) | WWTP 530 | 18370 | 30.1914 | 12 to 23 | 507.2161 | 4.4432 | 634.0201 | 5.554 | 760.8242 | 6.6648
Wastewater treatment plant (WWTP) | WWTP 529 | 18390 | 30.2243 | 12 to 23 | 507.7683 | 4.4481 | 634.7104 | 5.5601 | 761.6525 | 6.6721
Wastewater treatment plant (WWTP) | WWTP 528 | 18474 | 30.3624 | 12 to 23 | 510.0877 | 4.4684 | 637.6096 | 5.5855 | 765.1315 | 6.7026
Wastewater treatment plant (WWTP) | WWTP 527 | 18502 | 30.4084 | 12 to 23 | 510.8608 | 4.4751 | 638.576 | 5.5939 | 766.2912 | 6.7127
Wastewater treatment plant (WWTP) | WWTP 525 | 18592 | 30.5563 | 12 to 23 | 513.3458 | 4.4969 | 641.6822 | 5.6211 | 770.0187 | 6.7454
Wastewater treatment plant (WWTP) | WWTP 526 | 18592 | 30.5563 | 12 to 23 | 513.3458 | 4.4969 | 641.6822 | 5.6211 | 770.0187 | 6.7454
Wastewater treatment plant (WWTP) | WWTP 524 | 18676 | 30.6944 | 12 to 23 | 515.6651 | 4.5172 | 644.5814 | 5.6465 | 773.4977 | 6.7758
Wastewater treatment plant (WWTP) | WWTP 523 | 18691 | 30.719 | 12 to 23 | 516.0793 | 4.5209 | 645.0991 | 5.6511 | 774.1189 | 6.7813
Wastewater treatment plant (WWTP) | WWTP 522 | 18711 | 30.7519 | 12 to 23 | 516.6315 | 4.5257 | 645.7894 | 5.6571 | 774.9472 | 6.7885
Wastewater treatment plant (WWTP) | WWTP 521 | 18713 | 30.7552 | 12 to 23 | 516.6867 | 4.5262 | 645.8584 | 5.6577 | 775.0301 | 6.7893
Wastewater treatment plant (WWTP) | WWTP 520 | 18730 | 30.7831 | 12 to 23 | 517.1561 | 4.5303 | 646.4451 | 5.6629 | 775.7342 | 6.7954
Wastewater treatment plant (WWTP) | WWTP 519 | 18759 | 30.8308 | 12 to 23 | 517.9568 | 4.5373 | 647.446 | 5.6716 | 776.9353 | 6.806
Wastewater treatment plant (WWTP) | WWTP 518 | 18776 | 30.8587 | 12 to 23 | 518.4262 | 4.5414 | 648.0328 | 5.6768 | 777.6393 | 6.8121
Wastewater treatment plant (WWTP) | WWTP 517 | 18826 | 30.9409 | 12 to 23 | 519.8068 | 4.5535 | 649.7585 | 5.6919 | 779.7102 | 6.8303
Wastewater treatment plant (WWTP) | WWTP 516 | 18881 | 31.0313 | 12 to 23 | 521.3254 | 4.5668 | 651.6567 | 5.7085 | 781.9881 | 6.8502
Wastewater treatment plant (WWTP) | WWTP 515 | 18976 | 31.1874 | 12 to 23 | 523.9484 | 4.5898 | 654.9356 | 5.7372 | 785.9227 | 6.8847
Wastewater treatment plant (WWTP) | WWTP 514 | 19023 | 31.2647 | 12 to 23 | 525.2462 | 4.6012 | 656.5577 | 5.7514 | 787.8692 | 6.9017
Wastewater treatment plant (WWTP) | WWTP 513 | 19149 | 31.4717 | 12 to 23 | 528.7252 | 4.6316 | 660.9065 | 5.7895 | 793.0877 | 6.9474
Wastewater treatment plant (WWTP) | WWTP 512 | 19154 | 31.48 | 12 to 23 | 528.8632 | 4.6328 | 661.079 | 5.7911 | 793.2948 | 6.9493
Wastewater treatment plant (WWTP) | WWTP 511 | 19265 | 31.6624 | 12 to 23 | 531.9281 | 4.6597 | 664.9101 | 5.8246 | 797.8921 | 6.9895
Wastewater treatment plant (WWTP) | WWTP 510 | 19303 | 31.7248 | 12 to 23 | 532.9773 | 4.6689 | 666.2216 | 5.8361 | 799.4659 | 7.0033
Wastewater treatment plant (WWTP) | WWTP 509 | 19439 | 31.9484 | 12 to 23 | 536.7324 | 4.7018 | 670.9155 | 5.8772 | 805.0986 | 7.0527
Wastewater treatment plant (WWTP) | WWTP 508 | 19518 | 32.0782 | 12 to 23 | 538.9137 | 4.7209 | 673.6421 | 5.9011 | 808.3705 | 7.0813
Wastewater treatment plant (WWTP) | WWTP 507 | 19523 | 32.0864 | 12 to 23 | 539.0517 | 4.7221 | 673.8147 | 5.9026 | 808.5776 | 7.0831
Wastewater treatment plant (WWTP) | WWTP 506 | 19592 | 32.1998 | 12 to 23 | 540.9569 | 4.7388 | 676.1961 | 5.9235 | 811.4353 | 7.1082
Wastewater treatment plant (WWTP) | WWTP 505 | 19610 | 32.2294 | 12 to 23 | 541.4539 | 4.7431 | 676.8174 | 5.9289 | 812.1808 | 7.1147
Wastewater treatment plant (WWTP) | WWTP 504 | 19618 | 32.2425 | 12 to 23 | 541.6748 | 4.7451 | 677.0935 | 5.9313 | 812.5122 | 7.1176
Wastewater treatment plant (WWTP) | WWTP 503 | 19624 | 32.2524 | 12 to 23 | 541.8404 | 4.7465 | 677.3006 | 5.9332 | 812.7607 | 7.1198
Wastewater treatment plant (WWTP) | WWTP 502 | 19663 | 32.3165 | 12 to 23 | 542.9173 | 4.756 | 678.6466 | 5.9449 | 814.3759 | 7.1339
Wastewater treatment plant (WWTP) | WWTP 501 | 19756 | 32.4694 | 12 to 23 | 545.4851 | 4.7784 | 681.8564 | 5.9731 | 818.2277 | 7.1677
Wastewater treatment plant (WWTP) | WWTP 500 | 19762 | 32.4792 | 12 to 23 | 545.6508 | 4.7799 | 682.0635 | 5.9749 | 818.4762 | 7.1699
Wastewater treatment plant (WWTP) | WWTP 499 | 19789 | 32.5236 | 12 to 23 | 546.3963 | 4.7864 | 682.9953 | 5.983 | 819.5944 | 7.1796
Wastewater treatment plant (WWTP) | WWTP 498 | 19891 | 32.6912 | 12 to 23 | 549.2126 | 4.8111 | 686.5158 | 6.0139 | 823.8189 | 7.2167
Wastewater treatment plant (WWTP) | WWTP 497 | 20079 | 33.0002 | 12 to 23 | 554.4035 | 4.8566 | 693.0044 | 6.0707 | 831.6053 | 7.2849
Wastewater treatment plant (WWTP) | WWTP 496 | 20113 | 33.0561 | 12 to 23 | 555.3423 | 4.8648 | 694.1778 | 6.081 | 833.0134 | 7.2972
Wastewater treatment plant (WWTP) | WWTP 495 | 20129 | 33.0824 | 12 to 23 | 555.7841 | 4.8687 | 694.7301 | 6.0858 | 833.6761 | 7.303
Wastewater treatment plant (WWTP) | WWTP 494 | 20171 | 33.1514 | 12 to 23 | 556.9437 | 4.8788 | 696.1797 | 6.0985 | 835.4156 | 7.3182
Wastewater treatment plant (WWTP) | WWTP 493 | 20227 | 33.2434 | 12 to 23 | 558.4899 | 4.8924 | 698.1124 | 6.1155 | 837.7349 | 7.3386
Wastewater treatment plant (WWTP) | WWTP 492 | 20280 | 33.3306 | 12 to 23 | 559.9533 | 4.9052 | 699.9417 | 6.1315 | 839.93 | 7.3578
Wastewater treatment plant (WWTP) | WWTP 491 | 20287 | 33.3421 | 12 to 23 | 560.1466 | 4.9069 | 700.1833 | 6.1336 | 840.2199 | 7.3603
Wastewater treatment plant (WWTP) | WWTP 490 | 20382 | 33.4982 | 12 to 23 | 562.7697 | 4.9299 | 703.4621 | 6.1623 | 844.1545 | 7.3948
Wastewater treatment plant (WWTP) | WWTP 489 | 20574 | 33.8137 | 12 to 23 | 568.071 | 4.9763 | 710.0888 | 6.2204 | 852.1065 | 7.4645
Wastewater treatment plant (WWTP) | WWTP 488 | 20595 | 33.8483 | 12 to 23 | 568.6508 | 4.9814 | 710.8135 | 6.2267 | 852.9763 | 7.4721
Wastewater treatment plant (WWTP) | WWTP 487 | 20631 | 33.9074 | 12 to 23 | 569.6448 | 4.9901 | 712.056 | 6.2376 | 854.4673 | 7.4851
Wastewater treatment plant (WWTP) | WWTP 486 | 20648 | 33.9354 | 12 to 23 | 570.1142 | 4.9942 | 712.6428 | 6.2428 | 855.1713 | 7.4913
Wastewater treatment plant (WWTP) | WWTP 485 | 20734 | 34.0767 | 12 to 23 | 572.4888 | 5.015 | 715.611 | 6.2688 | 858.7332 | 7.5225
Wastewater treatment plant (WWTP) | WWTP 484 | 20792 | 34.172 | 12 to 23 | 574.0902 | 5.029 | 717.6128 | 6.2863 | 861.1353 | 7.5435
Wastewater treatment plant (WWTP) | WWTP 483 | 20821 | 34.2197 | 12 to 23 | 574.8909 | 5.036 | 718.6137 | 6.2951 | 862.3364 | 7.5541
Wastewater treatment plant (WWTP) | WWTP 482 | 20908 | 34.3627 | 12 to 23 | 577.2931 | 5.0571 | 721.6164 | 6.3214 | 865.9397 | 7.5856
Wastewater treatment plant (WWTP) | WWTP 481 | 20913 | 34.3709 | 12 to 23 | 577.4312 | 5.0583 | 721.789 | 6.3229 | 866.1468 | 7.5874
Wastewater treatment plant (WWTP) | WWTP 480 | 20921 | 34.3841 | 12 to 23 | 577.6521 | 5.0602 | 722.0651 | 6.3253 | 866.4781 | 7.5903
Wastewater treatment plant (WWTP) | WWTP 479 | 21002 | 34.5172 | 12 to 23 | 579.8886 | 5.0798 | 724.8607 | 6.3498 | 869.8328 | 7.6197
Wastewater treatment plant (WWTP) | WWTP 478 | 21003 | 34.5188 | 12 to 23 | 579.9162 | 5.0801 | 724.8952 | 6.3501 | 869.8743 | 7.6201
Wastewater treatment plant (WWTP) | WWTP 477 | 21004 | 34.5205 | 12 to 23 | 579.9438 | 5.0803 | 724.9297 | 6.3504 | 869.9157 | 7.6205
Wastewater treatment plant (WWTP) | WWTP 476 | 21005 | 34.5221 | 12 to 23 | 579.9714 | 5.0805 | 724.9642 | 6.3507 | 869.9571 | 7.6208
Wastewater treatment plant (WWTP) | WWTP 475 | 21099 | 34.6766 | 12 to 23 | 582.5668 | 5.1033 | 728.2085 | 6.3791 | 873.8502 | 7.6549
Wastewater treatment plant (WWTP) | WWTP 474 | 21153 | 34.7653 | 12 to 23 | 584.0578 | 5.1163 | 730.0723 | 6.3954 | 876.0868 | 7.6745
Wastewater treatment plant (WWTP) | WWTP 473 | 21249 | 34.9231 | 12 to 23 | 586.7085 | 5.1396 | 733.3856 | 6.4245 | 880.0627 | 7.7093
Wastewater treatment plant (WWTP) | WWTP 472 | 21294 | 34.9971 | 12 to 23 | 587.951 | 5.1505 | 734.9388 | 6.4381 | 881.9265 | 7.7257
Wastewater treatment plant (WWTP) | WWTP 471 | 21371 | 35.1236 | 12 to 23 | 590.0771 | 5.1691 | 737.5963 | 6.4613 | 885.1156 | 7.7536
Wastewater treatment plant (WWTP) | WWTP 470 | 21399 | 35.1697 | 12 to 23 | 590.8502 | 5.1758 | 738.5627 | 6.4698 | 886.2753 | 7.7638
Wastewater treatment plant (WWTP) | WWTP 469 | 21460 | 35.2699 | 12 to 23 | 592.5344 | 5.1906 | 740.6681 | 6.4883 | 888.8017 | 7.7859
Wastewater treatment plant (WWTP) | WWTP 468 | 21465 | 35.2781 | 12 to 23 | 592.6725 | 5.1918 | 740.8406 | 6.4898 | 889.0088 | 7.7877
Wastewater treatment plant (WWTP) | WWTP 467 | 21561 | 35.4359 | 12 to 23 | 595.3232 | 5.215 | 744.154 | 6.5188 | 892.9848 | 7.8225
Wastewater treatment plant (WWTP) | WWTP 466 | 21576 | 35.4606 | 12 to 23 | 595.7373 | 5.2187 | 744.6717 | 6.5233 | 893.606 | 7.828
Wastewater treatment plant (WWTP) | WWTP 465 | 21608 | 35.5131 | 12 to 23 | 596.6209 | 5.2264 | 745.7761 | 6.533 | 894.9313 | 7.8396
Wastewater treatment plant (WWTP) | WWTP 464 | 21795 | 35.8205 | 12 to 23 | 601.7842 | 5.2716 | 752.2302 | 6.5895 | 902.6762 | 7.9074
Wastewater treatment plant (WWTP) | WWTP 463 | 21987 | 36.136 | 12 to 23 | 607.0855 | 5.3181 | 758.8569 | 6.6476 | 910.6282 | 7.9771
Wastewater treatment plant (WWTP) | WWTP 462 | 22109 | 36.3366 | 12 to 23 | 610.4541 | 5.3476 | 763.0676 | 6.6845 | 915.6811 | 8.0214
Wastewater treatment plant (WWTP) | WWTP 461 | 22200 | 36.4861 | 12 to 23 | 612.9667 | 5.3696 | 766.2083 | 6.712 | 919.45 | 8.0544
Wastewater treatment plant (WWTP) | WWTP 460 | 22224 | 36.5256 | 12 to 23 | 613.6293 | 5.3754 | 767.0367 | 6.7192 | 920.444 | 8.0631
Wastewater treatment plant (WWTP) | WWTP 459 | 22272 | 36.6044 | 12 to 23 | 614.9547 | 5.387 | 768.6933 | 6.7338 | 922.432 | 8.0805
Wastewater treatment plant (WWTP) | WWTP 458 | 22273 | 36.6061 | 12 to 23 | 614.9823 | 5.3872 | 768.7278 | 6.7341 | 922.4734 | 8.0809
Wastewater treatment plant (WWTP) | WWTP 457 | 22341 | 36.7178 | 12 to 23 | 616.8598 | 5.4037 | 771.0748 | 6.7546 | 925.2898 | 8.1055
Wastewater treatment plant (WWTP) | WWTP 456 | 22350 | 36.7326 | 12 to 23 | 617.1083 | 5.4059 | 771.3854 | 6.7573 | 925.6625 | 8.1088
Wastewater treatment plant (WWTP) | WWTP 455 | 22352 | 36.7359 | 12 to 23 | 617.1636 | 5.4064 | 771.4544 | 6.7579 | 925.7453 | 8.1095
Wastewater treatment plant (WWTP) | WWTP 454 | 22369 | 36.7639 | 12 to 23 | 617.6329 | 5.4105 | 772.0412 | 6.7631 | 926.4494 | 8.1157
Wastewater treatment plant (WWTP) | WWTP 453 | 22371 | 36.7672 | 12 to 23 | 617.6882 | 5.4109 | 772.1102 | 6.7637 | 926.5323 | 8.1164
Wastewater treatment plant (WWTP) | WWTP 452 | 22411 | 36.8329 | 12 to 23 | 618.7926 | 5.4206 | 773.4908 | 6.7758 | 928.1889 | 8.1309
Wastewater treatment plant (WWTP) | WWTP 451 | 22429 | 36.8625 | 12 to 23 | 619.2896 | 5.425 | 774.112 | 6.7812 | 928.9344 | 8.1375
Wastewater treatment plant (WWTP) | WWTP 450 | 22528 | 37.0252 | 12 to 23 | 622.0231 | 5.4489 | 777.5289 | 6.8112 | 933.0347 | 8.1734
Wastewater treatment plant (WWTP) | WWTP 449 | 22551 | 37.063 | 12 to 23 | 622.6582 | 5.4545 | 778.3227 | 6.8181 | 933.9872 | 8.1817
Wastewater treatment plant (WWTP) | WWTP 448 | 22564 | 37.0844 | 12 to 23 | 623.0171 | 5.4576 | 778.7714 | 6.822 | 934.5257 | 8.1864
Wastewater treatment plant (WWTP) | WWTP 447 | 22611 | 37.1616 | 12 to 23 | 624.3148 | 5.469 | 780.3935 | 6.8362 | 936.4723 | 8.2035
Wastewater treatment plant (WWTP) | WWTP 446 | 22680 | 37.275 | 12 to 23 | 626.22 | 5.4857 | 782.775 | 6.8571 | 939.33 | 8.2285
Wastewater treatment plant (WWTP) | WWTP 445 | 22886 | 37.6136 | 12 to 23 | 631.9079 | 5.5355 | 789.8849 | 6.9194 | 947.8618 | 8.3033
Wastewater treatment plant (WWTP) | WWTP 444 | 22986 | 37.7779 | 12 to 23 | 634.669 | 5.5597 | 793.3363 | 6.9496 | 952.0035 | 8.3396
Wastewater treatment plant (WWTP) | WWTP 443 | 23025 | 37.842 | 12 to 23 | 635.7458 | 5.5691 | 794.6823 | 6.9614 | 953.6187 | 8.3537
Wastewater treatment plant (WWTP) | WWTP 442 | 23117 | 37.9932 | 12 to 23 | 638.2861 | 5.5914 | 797.8576 | 6.9892 | 957.4291 | 8.3871
Wastewater treatment plant (WWTP) | WWTP 441 | 23367 | 38.4041 | 12 to 23 | 645.1888 | 5.6519 | 806.486 | 7.0648 | 967.7832 | 8.4778
Wastewater treatment plant (WWTP) | WWTP 440 | 23403 | 38.4633 | 12 to 23 | 646.1828 | 5.6606 | 807.7285 | 7.0757 | 969.2743 | 8.4908
Wastewater treatment plant (WWTP) | WWTP 439 | 23417 | 38.4863 | 12 to 23 | 646.5694 | 5.6639 | 808.2117 | 7.0799 | 969.8541 | 8.4959
Wastewater treatment plant (WWTP) | WWTP 438 | 23455 | 38.5487 | 12 to 23 | 647.6186 | 5.6731 | 809.5233 | 7.0914 | 971.4279 | 8.5097
Wastewater treatment plant (WWTP) | WWTP 437 | 23481 | 38.5915 | 12 to 23 | 648.3365 | 5.6794 | 810.4206 | 7.0993 | 972.5048 | 8.5191
Wastewater treatment plant (WWTP) | WWTP 436 | 23514 | 38.6457 | 12 to 23 | 649.2477 | 5.6874 | 811.5596 | 7.1093 | 973.8715 | 8.5311
Wastewater treatment plant (WWTP) | WWTP 435 | 23531 | 38.6736 | 12 to 23 | 649.7171 | 5.6915 | 812.1463 | 7.1144 | 974.5756 | 8.5373
Wastewater treatment plant (WWTP) | WWTP 434 | 23648 | 38.8659 | 12 to 23 | 652.9476 | 5.7198 | 816.1844 | 7.1498 | 979.4213 | 8.5797
Wastewater treatment plant (WWTP) | WWTP 433 | 23711 | 38.9695 | 12 to 23 | 654.6871 | 5.7351 | 818.3588 | 7.1688 | 982.0306 | 8.6026
Wastewater treatment plant (WWTP) | WWTP 432 | 23733 | 39.0056 | 12 to 23 | 655.2945 | 5.7404 | 819.1181 | 7.1755 | 982.9418 | 8.6106
Wastewater treatment plant (WWTP) | WWTP 431 | 23958 | 39.3754 | 12 to 23 | 661.507 | 5.7948 | 826.8838 | 7.2435 | 992.2605 | 8.6922
Wastewater treatment plant (WWTP) | WWTP 430 | 23998 | 39.4412 | 12 to 23 | 662.6114 | 5.8045 | 828.2643 | 7.2556 | 993.9172 | 8.7067
Wastewater treatment plant (WWTP) | WWTP 429 | 24080 | 39.5759 | 12 to 23 | 664.8756 | 5.8243 | 831.0944 | 7.2804 | 997.3133 | 8.7365
Wastewater treatment plant (WWTP) | WWTP 428 | 24101 | 39.6104 | 12 to 23 | 665.4554 | 5.8294 | 831.8192 | 7.2867 | 998.1831 | 8.7441
Wastewater treatment plant (WWTP) | WWTP 427 | 24277 | 39.8997 | 12 to 23 | 670.3149 | 5.872 | 837.8937 | 7.3399 | 1005.4724 | 8.8079
Wastewater treatment plant (WWTP) | WWTP 426 | 24446 | 40.1775 | 12 to 23 | 674.9812 | 5.9128 | 843.7265 | 7.391 | 1012.4718 | 8.8693
Wastewater treatment plant (WWTP) | WWTP 425 | 24488 | 40.2465 | 12 to 23 | 676.1409 | 5.923 | 845.1761 | 7.4037 | 1014.2113 | 8.8845
Wastewater treatment plant (WWTP) | WWTP 424 | 24618 | 40.4601 | 12 to 23 | 679.7303 | 5.9544 | 849.6629 | 7.443 | 1019.5955 | 8.9317
Wastewater treatment plant (WWTP) | WWTP 423 | 24800 | 40.7593 | 12 to 23 | 684.7556 | 5.9985 | 855.9444 | 7.4981 | 1027.1333 | 8.9977
Wastewater treatment plant (WWTP) | WWTP 422 | 25049 | 41.1685 | 12 to 23 | 691.6307 | 6.0587 | 864.5384 | 7.5734 | 1037.4461 | 9.088
Wastewater treatment plant (WWTP) | WWTP 421 | 25051 | 41.1718 | 12 to 23 | 691.6859 | 6.0592 | 864.6074 | 7.574 | 1037.5289 | 9.0888
Wastewater treatment plant (WWTP) | WWTP 420 | 25061 | 41.1882 | 12 to 23 | 691.9621 | 6.0616 | 864.9526 | 7.577 | 1037.9431 | 9.0924
Wastewater treatment plant (WWTP) | WWTP 419 | 25099 | 41.2507 | 12 to 23 | 693.0113 | 6.0708 | 866.2641 | 7.5885 | 1039.5169 | 9.1062
Wastewater treatment plant (WWTP) | WWTP 418 | 25164 | 41.3575 | 12 to 23 | 694.806 | 6.0865 | 868.5075 | 7.6081 | 1042.209 | 9.1298
Wastewater treatment plant (WWTP) | WWTP 417 | 25237 | 41.4775 | 12 to 23 | 696.8216 | 6.1042 | 871.027 | 7.6302 | 1045.2324 | 9.1562
Wastewater treatment plant (WWTP) | WWTP 416 | 25275 | 41.5399 | 12 to 23 | 697.8708 | 6.1133 | 872.3385 | 7.6417 | 1046.8063 | 9.17
Wastewater treatment plant (WWTP) | WWTP 415 | 25323 | 41.6188 | 12 to 23 | 699.1962 | 6.125 | 873.9952 | 7.6562 | 1048.7943 | 9.1874
Wastewater treatment plant (WWTP) | WWTP 414 | 25336 | 41.6402 | 12 to 23 | 699.5551 | 6.1281 | 874.4439 | 7.6601 | 1049.3327 | 9.1922
Wastewater treatment plant (WWTP) | WWTP 413 | 25435 | 41.8029 | 12 to 23 | 702.2886 | 6.152 | 877.8608 | 7.6901 | 1053.4329 | 9.2281
Wastewater treatment plant (WWTP) | WWTP 412 | 25470 | 41.8604 | 12 to 23 | 703.255 | 6.1605 | 879.0688 | 7.7006 | 1054.8825 | 9.2408
Wastewater treatment plant (WWTP) | WWTP 411 | 25511 | 41.9278 | 12 to 23 | 704.3871 | 6.1704 | 880.4838 | 7.713 | 1056.5806 | 9.2556
Wastewater treatment plant (WWTP) | WWTP 410 | 25516 | 41.936 | 12 to 23 | 704.5251 | 6.1716 | 880.6564 | 7.7145 | 1056.7877 | 9.2575
Wastewater treatment plant (WWTP) | WWTP 409 | 25685 | 42.2138 | 12 to 23 | 709.1914 | 6.2125 | 886.4892 | 7.7656 | 1063.7871 | 9.3188
Wastewater treatment plant (WWTP) | WWTP 408 | 25843 | 42.4734 | 12 to 23 | 713.5539 | 6.2507 | 891.9424 | 7.8134 | 1070.3309 | 9.3761
Wastewater treatment plant (WWTP) | WWTP 407 | 25884 | 42.5408 | 12 to 23 | 714.686 | 6.2606 | 893.3575 | 7.8258 | 1072.029 | 9.391
Wastewater treatment plant (WWTP) | WWTP 406 | 25901 | 42.5688 | 12 to 23 | 715.1554 | 6.2648 | 893.9442 | 7.831 | 1072.7331 | 9.3971
Wastewater treatment plant (WWTP) | WWTP 405 | 25978 | 42.6953 | 12 to 23 | 717.2814 | 6.2834 | 896.6018 | 7.8542 | 1075.9222 | 9.4251
Wastewater treatment plant (WWTP) | WWTP 404 | 25981 | 42.7003 | 12 to 23 | 717.3643 | 6.2841 | 896.7053 | 7.8551 | 1076.0464 | 9.4262
Wastewater treatment plant (WWTP) | WWTP 403 | 26098 | 42.8925 | 12 to 23 | 720.5948 | 6.3124 | 900.7435 | 7.8905 | 1080.8922 | 9.4686
Wastewater treatment plant (WWTP) | WWTP 402 | 26165 | 43.0027 | 12 to 23 | 722.4447 | 6.3286 | 903.0559 | 7.9108 | 1083.6671 | 9.4929
Wastewater treatment plant (WWTP) | WWTP 401 | 26180 | 43.0273 | 12 to 23 | 722.8589 | 6.3322 | 903.5736 | 7.9153 | 1084.2883 | 9.4984
Wastewater treatment plant (WWTP) | WWTP 400 | 26445 | 43.4628 | 12 to 23 | 730.1758 | 6.3963 | 912.7198 | 7.9954 | 1095.2638 | 9.5945
Wastewater treatment plant (WWTP) | WWTP 399 | 26478 | 43.5171 | 12 to 23 | 731.087 | 6.4043 | 913.8587 | 8.0054 | 1096.6305 | 9.6065
Wastewater treatment plant (WWTP) | WWTP 398 | 26524 | 43.5927 | 12 to 23 | 732.3571 | 6.4154 | 915.4464 | 8.0193 | 1098.5357 | 9.6232
Wastewater treatment plant (WWTP) | WWTP 397 | 26525 | 43.5943 | 12 to 23 | 732.3847 | 6.4157 | 915.4809 | 8.0196 | 1098.5771 | 9.6235
Wastewater treatment plant (WWTP) | WWTP 396 | 26606 | 43.7275 | 12 to 23 | 734.6212 | 6.4353 | 918.2765 | 8.0441 | 1101.9318 | 9.6529
Wastewater treatment plant (WWTP) | WWTP 395 | 26964 | 44.3158 | 12 to 23 | 744.506 | 6.5219 | 930.6325 | 8.1523 | 1116.759 | 9.7828
Wastewater treatment plant (WWTP) | WWTP 394 | 26977 | 44.3372 | 12 to 23 | 744.8649 | 6.525 | 931.0812 | 8.1563 | 1117.2974 | 9.7875
Wastewater treatment plant (WWTP) | WWTP 393 | 26987 | 44.3536 | 12 to 23 | 745.1411 | 6.5274 | 931.4263 | 8.1593 | 1117.7116 | 9.7912
Wastewater treatment plant (WWTP) | WWTP 392 | 27285 | 44.8434 | 12 to 23 | 753.3692 | 6.5995 | 941.7115 | 8.2494 | 1130.0538 | 9.8993
Wastewater treatment plant (WWTP) | WWTP 391 | 27460 | 45.131 | 12 to 23 | 758.2011 | 6.6418 | 947.7514 | 8.3023 | 1137.3017 | 9.9628
Wastewater treatment plant (WWTP) | WWTP 390 | 27496 | 45.1902 | 12 to 23 | 759.1951 | 6.6505 | 948.9939 | 8.3132 | 1138.7927 | 9.9758
Wastewater treatment plant (WWTP) | WWTP 389 | 27617 | 45.3891 | 12 to 23 | 762.5361 | 6.6798 | 953.1701 | 8.3498 | 1143.8041 | 10.0197
Wastewater treatment plant (WWTP) | WWTP 388 | 27650 | 45.4433 | 12 to 23 | 763.4472 | 6.6878 | 954.309 | 8.3597 | 1145.1708 | 10.0317
Wastewater treatment plant (WWTP) | WWTP 387 | 27677 | 45.4877 | 12 to 23 | 764.1927 | 6.6943 | 955.2409 | 8.3679 | 1146.2891 | 10.0415
Wastewater treatment plant (WWTP) | WWTP 386 | 27762 | 45.6274 | 12 to 23 | 766.5397 | 6.7149 | 958.1746 | 8.3936 | 1149.8095 | 10.0723
Wastewater treatment plant (WWTP) | WWTP 385 | 27785 | 45.6652 | 12 to 23 | 767.1747 | 6.7205 | 958.9684 | 8.4006 | 1150.7621 | 10.0807
Wastewater treatment plant (WWTP) | WWTP 383 | 28007 | 46.03 | 12 to 23 | 773.3044 | 6.7741 | 966.6305 | 8.4677 | 1159.9566 | 10.1612
Wastewater treatment plant (WWTP) | WWTP 384 | 28007 | 46.03 | 12 to 23 | 773.3044 | 6.7741 | 966.6305 | 8.4677 | 1159.9566 | 10.1612
Wastewater treatment plant (WWTP) | WWTP 382 | 28120 | 46.2157 | 12 to 23 | 776.4244 | 6.8015 | 970.5306 | 8.5018 | 1164.6367 | 10.2022
Wastewater treatment plant (WWTP) | WWTP 381 | 28121 | 46.2174 | 12 to 23 | 776.4521 | 6.8017 | 970.5651 | 8.5022 | 1164.6781 | 10.2026
Wastewater treatment plant (WWTP) | WWTP 380 | 28464 | 46.7811 | 12 to 23 | 785.9227 | 6.8847 | 982.4033 | 8.6059 | 1178.884 | 10.327
Wastewater treatment plant (WWTP) | WWTP 379 | 28533 | 46.8945 | 12 to 23 | 787.8278 | 6.9014 | 984.7848 | 8.6267 | 1181.7418 | 10.3521
Wastewater treatment plant (WWTP) | WWTP 378 | 29143 | 47.8971 | 12 to 23 | 804.6706 | 7.0489 | 1005.8383 | 8.8111 | 1207.0059 | 10.5734
Wastewater treatment plant (WWTP) | WWTP 377 | 29319 | 48.1863 | 12 to 23 | 809.5302 | 7.0915 | 1011.9127 | 8.8644 | 1214.2953 | 10.6372
Wastewater treatment plant (WWTP) | WWTP 376 | 29411 | 48.3375 | 12 to 23 | 812.0704 | 7.1137 | 1015.088 | 8.8922 | 1218.1056 | 10.6706
Wastewater treatment plant (WWTP) | WWTP 375 | 29430 | 48.3687 | 12 to 23 | 812.595 | 7.1183 | 1015.7438 | 8.8979 | 1218.8925 | 10.6775
Wastewater treatment plant (WWTP) | WWTP 374 | 29442 | 48.3885 | 12 to 23 | 812.9263 | 7.1212 | 1016.1579 | 8.9015 | 1219.3895 | 10.6819
Wastewater treatment plant (WWTP) | WWTP 373 | 29491 | 48.469 | 12 to 23 | 814.2793 | 7.1331 | 1017.8491 | 8.9164 | 1221.4189 | 10.6996
Wastewater treatment plant (WWTP) | WWTP 372 | 29699 | 48.8109 | 12 to 23 | 820.0224 | 7.1834 | 1025.028 | 8.9792 | 1230.0336 | 10.7751
Wastewater treatment plant (WWTP) | WWTP 371 | 29857 | 49.0705 | 12 to 23 | 824.3849 | 7.2216 | 1030.4812 | 9.027 | 1236.5774 | 10.8324
Wastewater treatment plant (WWTP) | WWTP 370 | 29910 | 49.1576 | 12 to 23 | 825.8483 | 7.2344 | 1032.3104 | 9.043 | 1238.7725 | 10.8516
Wastewater treatment plant (WWTP) | WWTP 369 | 30016 | 49.3319 | 12 to 23 | 828.7751 | 7.2601 | 1035.9689 | 9.0751 | 1243.1627 | 10.8901
Wastewater treatment plant (WWTP) | WWTP 368 | 30107 | 49.4814 | 12 to 23 | 831.2877 | 7.2821 | 1039.1097 | 9.1026 | 1246.9316 | 10.9231
Wastewater treatment plant (WWTP) | WWTP 367 | 30191 | 49.6195 | 12 to 23 | 833.6071 | 7.3024 | 1042.0088 | 9.128 | 1250.4106 | 10.9536
Wastewater treatment plant (WWTP) | WWTP 366 | 30333 | 49.8528 | 12 to 23 | 837.5278 | 7.3367 | 1046.9098 | 9.1709 | 1256.2918 | 11.0051
Wastewater treatment plant (WWTP) | WWTP 365 | 30357 | 49.8923 | 12 to 23 | 838.1905 | 7.3425 | 1047.7381 | 9.1782 | 1257.2858 | 11.0138
Wastewater treatment plant (WWTP) | WWTP 364 | 30491 | 50.1125 | 12 to 23 | 841.8904 | 7.375 | 1052.363 | 9.2187 | 1262.8356 | 11.0624
Wastewater treatment plant (WWTP) | WWTP 363 | 30929 | 50.8324 | 12 to 23 | 853.9841 | 7.4809 | 1067.4801 | 9.3511 | 1280.9761 | 11.2214
Wastewater treatment plant (WWTP) | WWTP 362 | 31205 | 51.286 | 12 to 23 | 861.6047 | 7.5477 | 1077.0059 | 9.4346 | 1292.4071 | 11.3215
Wastewater treatment plant (WWTP) | WWTP 361 | 31234 | 51.3337 | 12 to 23 | 862.4054 | 7.5547 | 1078.0068 | 9.4433 | 1293.6082 | 11.332
Wastewater treatment plant (WWTP) | WWTP 360 | 31281 | 51.4109 | 12 to 23 | 863.7032 | 7.566 | 1079.629 | 9.4575 | 1295.5548 | 11.3491
Wastewater treatment plant (WWTP) | WWTP 359 | 31321 | 51.4766 | 12 to 23 | 864.8076 | 7.5757 | 1081.0095 | 9.4696 | 1297.2114 | 11.3636
Wastewater treatment plant (WWTP) | WWTP 358 | 31387 | 51.5851 | 12 to 23 | 866.6299 | 7.5917 | 1083.2874 | 9.4896 | 1299.9449 | 11.3875
Wastewater treatment plant (WWTP) | WWTP 357 | 31441 | 51.6739 | 12 to 23 | 868.1209 | 7.6047 | 1085.1512 | 9.5059 | 1302.1814 | 11.4071
Wastewater treatment plant (WWTP) | WWTP 356 | 31530 | 51.8201 | 12 to 23 | 870.5783 | 7.6263 | 1088.2229 | 9.5328 | 1305.8675 | 11.4394
Wastewater treatment plant (WWTP) | WWTP 355 | 31938 | 52.4907 | 12 to 23 | 881.8437 | 7.725 | 1102.3046 | 9.6562 | 1322.7655 | 11.5874
Wastewater treatment plant (WWTP) | WWTP 354 | 31993 | 52.5811 | 12 to 23 | 883.3623 | 7.7383 | 1104.2028 | 9.6728 | 1325.0434 | 11.6074
Wastewater treatment plant (WWTP) | WWTP 353 | 32044 | 52.6649 | 12 to 23 | 884.7704 | 7.7506 | 1105.9631 | 9.6882 | 1327.1557 | 11.6259
Wastewater treatment plant (WWTP) | WWTP 352 | 32219 | 52.9525 | 12 to 23 | 889.6024 | 7.7929 | 1112.003 | 9.7411 | 1334.4036 | 11.6894
Wastewater treatment plant (WWTP) | WWTP 351 | 32262 | 53.0232 | 12 to 23 | 890.7897 | 7.8033 | 1113.4871 | 9.7541 | 1336.1845 | 11.705
Wastewater treatment plant (WWTP) | WWTP 350 | 32276 | 53.0462 | 12 to 23 | 891.1762 | 7.8067 | 1113.9703 | 9.7584 | 1336.7643 | 11.7101
Wastewater treatment plant (WWTP) | WWTP 349 | 32460 | 53.3486 | 12 to 23 | 896.2567 | 7.8512 | 1120.3208 | 9.814 | 1344.385 | 11.7768
Wastewater treatment plant (WWTP) | WWTP 348 | 32798 | 53.9041 | 12 to 23 | 905.5892 | 7.933 | 1131.9865 | 9.9162 | 1358.3838 | 11.8994
Wastewater treatment plant (WWTP) | WWTP 347 | 32824 | 53.9469 | 12 to 23 | 906.3071 | 7.9393 | 1132.8839 | 9.9241 | 1359.4607 | 11.9089
Wastewater treatment plant (WWTP) | WWTP 346 | 32858 | 54.0027 | 12 to 23 | 907.2459 | 7.9475 | 1134.0574 | 9.9343 | 1360.8688 | 11.9212
Wastewater treatment plant (WWTP) | WWTP 345 | 32902 | 54.075 | 12 to 23 | 908.4608 | 7.9581 | 1135.576 | 9.9476 | 1362.6912 | 11.9372
Wastewater treatment plant (WWTP) | WWTP 344 | 32970 | 54.1868 | 12 to 23 | 910.3383 | 7.9746 | 1137.9229 | 9.9682 | 1365.5075 | 11.9618
Wastewater treatment plant (WWTP) | WWTP 343 | 33051 | 54.3199 | 12 to 23 | 912.5748 | 7.9942 | 1140.7185 | 9.9927 | 1368.8623 | 11.9912
Wastewater treatment plant (WWTP) | WWTP 342 | 33117 | 54.4284 | 12 to 23 | 914.3972 | 8.0101 | 1142.9965 | 10.0126 | 1371.5957 | 12.0152
Wastewater treatment plant (WWTP) | WWTP 341 | 33506 | 55.0677 | 12 to 23 | 925.1379 | 8.1042 | 1156.4224 | 10.1303 | 1387.7068 | 12.1563
Wastewater treatment plant (WWTP) | WWTP 340 | 33758 | 55.4819 | 12 to 23 | 932.0959 | 8.1652 | 1165.1199 | 10.2064 | 1398.1438 | 12.2477
Wastewater treatment plant (WWTP) | WWTP 339 | 33822 | 55.5871 | 12 to 23 | 933.863 | 8.1806 | 1167.3288 | 10.2258 | 1400.7945 | 12.271
Wastewater treatment plant (WWTP) | WWTP 338 | 34026 | 55.9224 | 12 to 23 | 939.4957 | 8.23 | 1174.3696 | 10.2875 | 1409.2435 | 12.345
Wastewater treatment plant (WWTP) | WWTP 337 | 34122 | 56.0801 | 12 to 23 | 942.1463 | 8.2532 | 1177.6829 | 10.3165 | 1413.2195 | 12.3798
Wastewater treatment plant (WWTP) | WWTP 336 | 34203 | 56.2133 | 12 to 23 | 944.3828 | 8.2728 | 1180.4785 | 10.341 | 1416.5743 | 12.4092
Wastewater treatment plant (WWTP) | WWTP 335 | 34213 | 56.2297 | 12 to 23 | 944.6589 | 8.2752 | 1180.8237 | 10.344 | 1416.9884 | 12.4128
Wastewater treatment plant (WWTP) | WWTP 334 | 34293 | 56.3612 | 12 to 23 | 946.8678 | 8.2946 | 1183.5848 | 10.3682 | 1420.3018 | 12.4418
Wastewater treatment plant (WWTP) | WWTP 333 | 34390 | 56.5206 | 12 to 23 | 949.5461 | 8.318 | 1186.9326 | 10.3975 | 1424.3192 | 12.477
Wastewater treatment plant (WWTP) | WWTP 332 | 34427 | 56.5814 | 12 to 23 | 950.5677 | 8.327 | 1188.2097 | 10.4087 | 1425.8516 | 12.4905
Wastewater treatment plant (WWTP) | WWTP 331 | 34479 | 56.6669 | 12 to 23 | 952.0035 | 8.3396 | 1190.0044 | 10.4244 | 1428.0053 | 12.5093
Wastewater treatment plant (WWTP) | WWTP 330 | 34854 | 57.2832 | 12 to 23 | 962.3577 | 8.4303 | 1202.9471 | 10.5378 | 1443.5365 | 12.6454
Wastewater treatment plant (WWTP) | WWTP 329 | 34916 | 57.3851 | 12 to 23 | 964.0696 | 8.4452 | 1205.0869 | 10.5566 | 1446.1043 | 12.6679
Wastewater treatment plant (WWTP) | WWTP 328 | 35004 | 57.5297 | 12 to 23 | 966.4993 | 8.4665 | 1208.1242 | 10.5832 | 1449.749 | 12.6998
Wastewater treatment plant (WWTP) | WWTP 327 | 35138 | 57.75 | 12 to 23 | 970.1992 | 8.4989 | 1212.749 | 10.6237 | 1455.2988 | 12.7484
Wastewater treatment plant (WWTP) | WWTP 326 | 35150 | 57.7697 | 12 to 23 | 970.5306 | 8.5018 | 1213.1632 | 10.6273 | 1455.7958 | 12.7528
Wastewater treatment plant (WWTP) | WWTP 325 | 35182 | 57.8223 | 12 to 23 | 971.4141 | 8.5096 | 1214.2676 | 10.637 | 1457.1212 | 12.7644
Wastewater treatment plant (WWTP) | WWTP 324 | 35442 | 58.2496 | 12 to 23 | 978.593 | 8.5725 | 1223.2413 | 10.7156 | 1467.8895 | 12.8587
Wastewater treatment plant (WWTP) | WWTP 323 | 35570 | 58.46 | 12 to 23 | 982.1272 | 8.6034 | 1227.659 | 10.7543 | 1473.1908 | 12.9052
Wastewater treatment plant (WWTP) | WWTP 322 | 35994 | 59.1568 | 12 to 23 | 993.8343 | 8.706 | 1242.2929 | 10.8825 | 1490.7515 | 13.059
Wastewater treatment plant (WWTP) | WWTP 321 | 36173 | 59.451 | 12 to 23 | 998.7767 | 8.7493 | 1248.4709 | 10.9366 | 1498.1651 | 13.1239
Wastewater treatment plant (WWTP) | WWTP 320 | 36364 | 59.7649 | 12 to 23 | 1004.0504 | 8.7955 | 1255.0631 | 10.9944 | 1506.0757 | 13.1932
Wastewater treatment plant (WWTP) | WWTP 319 | 36370 | 59.7748 | 12 to 23 | 1004.2161 | 8.7969 | 1255.2701 | 10.9962 | 1506.3242 | 13.1954
Wastewater treatment plant (WWTP) | WWTP 318 | 36466 | 59.9325 | 12 to 23 | 1006.8668 | 8.8202 | 1258.5835 | 11.0252 | 1510.3002 | 13.2302
Wastewater treatment plant (WWTP) | WWTP 317 | 36543 | 60.0591 | 12 to 23 | 1008.9928 | 8.8388 | 1261.241 | 11.0485 | 1513.4893 | 13.2582
Wastewater treatment plant (WWTP) | WWTP 316 | 36737 | 60.3779 | 12 to 23 | 1014.3494 | 8.8857 | 1267.9367 | 11.1071 | 1521.5241 | 13.3286
Wastewater treatment plant (WWTP) | WWTP 315 | 37090 | 60.9581 | 12 to 23 | 1024.0961 | 8.9711 | 1280.1201 | 11.2139 | 1536.1442 | 13.4566
Wastewater treatment plant (WWTP) | WWTP 314 | 37106 | 60.9844 | 12 to 23 | 1024.5379 | 8.975 | 1280.6724 | 11.2187 | 1536.8068 | 13.4624
Wastewater treatment plant (WWTP) | WWTP 313 | 37137 | 61.0353 | 12 to 23 | 1025.3938 | 8.9824 | 1281.7423 | 11.2281 | 1538.0907 | 13.4737
Wastewater treatment plant (WWTP) | WWTP 312 | 37139 | 61.0386 | 12 to 23 | 1025.4491 | 8.9829 | 1281.8113 | 11.2287 | 1538.1736 | 13.4744
Wastewater treatment plant (WWTP) | WWTP 311 | 37150 | 61.0567 | 12 to 23 | 1025.7528 | 8.9856 | 1282.191 | 11.232 | 1538.6292 | 13.4784
Wastewater treatment plant (WWTP) | WWTP 310 | 37243 | 61.2096 | 12 to 23 | 1028.3206 | 9.0081 | 1285.4008 | 11.2601 | 1542.4809 | 13.5121
Wastewater treatment plant (WWTP) | WWTP 309 | 37266 | 61.2474 | 12 to 23 | 1028.9557 | 9.0137 | 1286.1946 | 11.2671 | 1543.4335 | 13.5205
Wastewater treatment plant (WWTP) | WWTP 308 | 37306 | 61.3131 | 12 to 23 | 1030.0601 | 9.0233 | 1287.5751 | 11.2792 | 1545.0902 | 13.535
Wastewater treatment plant (WWTP) | WWTP 307 | 37532 | 61.6845 | 12 to 23 | 1036.3002 | 9.078 | 1295.3753 | 11.3475 | 1554.4503 | 13.617
Wastewater treatment plant (WWTP) | WWTP 306 | 37714 | 61.9837 | 12 to 23 | 1041.3254 | 9.122 | 1301.6568 | 11.4025 | 1561.9882 | 13.683
Wastewater treatment plant (WWTP) | WWTP 305 | 37840 | 62.1907 | 12 to 23 | 1044.8044 | 9.1525 | 1306.0056 | 11.4406 | 1567.2067 | 13.7287
Wastewater treatment plant (WWTP) | WWTP 304 | 37891 | 62.2746 | 12 to 23 | 1046.2126 | 9.1648 | 1307.7658 | 11.456 | 1569.3189 | 13.7472
Wastewater treatment plant (WWTP) | WWTP 303 | 37991 | 62.4389 | 12 to 23 | 1048.9737 | 9.189 | 1311.2172 | 11.4863 | 1573.4606 | 13.7835
Wastewater treatment plant (WWTP) | WWTP 302 | 38483 | 63.2475 | 12 to 23 | 1062.5584 | 9.308 | 1328.198 | 11.635 | 1593.8376 | 13.962
Wastewater treatment plant (WWTP) | WWTP 301 | 38595 | 63.4316 | 12 to 23 | 1065.6508 | 9.3351 | 1332.0635 | 11.6689 | 1598.4763 | 14.0027
Wastewater treatment plant (WWTP) | WWTP 300 | 39006 | 64.1071 | 12 to 23 | 1076.999 | 9.4345 | 1346.2487 | 11.7931 | 1615.4985 | 14.1518
Wastewater treatment plant (WWTP) | WWTP 299 | 39007 | 64.1087 | 12 to 23 | 1077.0266 | 9.4348 | 1346.2833 | 11.7934 | 1615.5399 | 14.1521
Wastewater treatment plant (WWTP) | WWTP 298 | 39441 | 64.822 | 12 to 23 | 1089.0098 | 9.5397 | 1361.2623 | 11.9247 | 1633.5147 | 14.3096
Wastewater treatment plant (WWTP) | WWTP 297 | 40019 | 65.772 | 12 to 23 | 1104.9691 | 9.6795 | 1381.2113 | 12.0994 | 1657.4536 | 14.5193
Wastewater treatment plant (WWTP) | WWTP 296 | 40136 | 65.9643 | 12 to 23 | 1108.1996 | 9.7078 | 1385.2494 | 12.1348 | 1662.2993 | 14.5617
Wastewater treatment plant (WWTP) | WWTP 295 | 40457 | 66.4918 | 12 to 23 | 1117.0627 | 9.7855 | 1396.3284 | 12.2318 | 1675.5941 | 14.6782
Wastewater treatment plant (WWTP) | WWTP 294 | 40516 | 66.5888 | 12 to 23 | 1118.6918 | 9.7997 | 1398.3647 | 12.2497 | 1678.0377 | 14.6996
Wastewater treatment plant (WWTP) | WWTP 293 | 40641 | 66.7942 | 12 to 23 | 1122.1432 | 9.83 | 1402.679 | 12.2875 | 1683.2147 | 14.745
Wastewater treatment plant (WWTP) | WWTP 292 | 40745 | 66.9652 | 12 to 23 | 1125.0147 | 9.8551 | 1406.2684 | 12.3189 | 1687.5221 | 14.7827
Wastewater treatment plant (WWTP) | WWTP 291 | 40800 | 67.0556 | 12 to 23 | 1126.5333 | 9.8684 | 1408.1667 | 12.3355 | 1689.8 | 14.8026
Wastewater treatment plant (WWTP) | WWTP 290 | 41043 | 67.4549 | 12 to 23 | 1133.2428 | 9.9272 | 1416.5535 | 12.409 | 1699.8642 | 14.8908
Wastewater treatment plant (WWTP) | WWTP 289 | 41220 | 67.7458 | 12 to 23 | 1138.13 | 9.97 | 1422.6625 | 12.4625 | 1707.195 | 14.955
Wastewater treatment plant (WWTP) | WWTP 288 | 41392 | 68.0285 | 12 to 23 | 1142.8791 | 10.0116 | 1428.5989 | 12.5145 | 1714.3187 | 15.0174
Wastewater treatment plant (WWTP) | WWTP 287 | 41738 | 68.5972 | 12 to 23 | 1152.4326 | 10.0953 | 1440.5407 | 12.6191 | 1728.6488 | 15.143
Wastewater treatment plant (WWTP) | WWTP 286 | 41768 | 68.6465 | 12 to 23 | 1153.2609 | 10.1026 | 1441.5761 | 12.6282 | 1729.8913 | 15.1538
Wastewater treatment plant (WWTP) | WWTP 285 | 41856 | 68.7911 | 12 to 23 | 1155.6907 | 10.1239 | 1444.6133 | 12.6548 | 1733.536 | 15.1858
Wastewater treatment plant (WWTP) | WWTP 284 | 42194 | 69.3466 | 12 to 23 | 1165.0232 | 10.2056 | 1456.279 | 12.757 | 1747.5348 | 15.3084
Wastewater treatment plant (WWTP) | WWTP 283 | 42364 | 69.626 | 12 to 23 | 1169.7171 | 10.2467 | 1462.1464 | 12.8084 | 1754.5757 | 15.3701
Wastewater treatment plant (WWTP) | WWTP 282 | 42437 | 69.746 | 12 to 23 | 1171.7327 | 10.2644 | 1464.6659 | 12.8305 | 1757.5991 | 15.3966
Wastewater treatment plant (WWTP) | WWTP 281 | 42597 | 70.009 | 12 to 23 | 1176.1505 | 10.3031 | 1470.1881 | 12.8788 | 1764.2258 | 15.4546
Wastewater treatment plant (WWTP) | WWTP 280 | 42736 | 70.2374 | 12 to 23 | 1179.9884 | 10.3367 | 1474.9856 | 12.9209 | 1769.9827 | 15.505
Wastewater treatment plant (WWTP) | WWTP 279 | 42869 | 70.456 | 12 to 23 | 1183.6607 | 10.3689 | 1479.5759 | 12.9611 | 1775.4911 | 15.5533
Wastewater treatment plant (WWTP) | WWTP 278 | 43475 | 71.452 | 12 to 23 | 1200.3931 | 10.5154 | 1500.4913 | 13.1443 | 1800.5896 | 15.7732
Wastewater treatment plant (WWTP) | WWTP 277 | 43749 | 71.9023 | 12 to 23 | 1207.9585 | 10.5817 | 1509.9481 | 13.2271 | 1811.9378 | 15.8726
Wastewater treatment plant (WWTP) | WWTP 276 | 43914 | 72.1735 | 12 to 23 | 1212.5143 | 10.6216 | 1515.6429 | 13.277 | 1818.7715 | 15.9324
Wastewater treatment plant (WWTP) | WWTP 275 | 44010 | 72.3312 | 12 to 23 | 1215.165 | 10.6448 | 1518.9562 | 13.3061 | 1822.7475 | 15.9673
Wastewater treatment plant (WWTP) | WWTP 274 | 44019 | 72.346 | 12 to 23 | 1215.4135 | 10.647 | 1519.2669 | 13.3088 | 1823.1203 | 15.9705
Wastewater treatment plant (WWTP) | WWTP 273 | 44346 | 72.8835 | 12 to 23 | 1224.4423 | 10.7261 | 1530.5529 | 13.4076 | 1836.6635 | 16.0892
Wastewater treatment plant (WWTP) | WWTP 272 | 44461 | 73.0725 | 12 to 23 | 1227.6176 | 10.7539 | 1534.522 | 13.4424 | 1841.4264 | 16.1309
Wastewater treatment plant (WWTP) | WWTP 271 | 45216 | 74.3133 | 12 to 23 | 1248.464 | 10.9365 | 1560.58 | 13.6707 | 1872.696 | 16.4048
Wastewater treatment plant (WWTP) | WWTP 270 | 45360 | 74.55 | 12 to 23 | 1252.44 | 10.9714 | 1565.55 | 13.7142 | 1878.66 | 16.4571
Wastewater treatment plant (WWTP) | WWTP 269 | 45835 | 75.3307 | 12 to 23 | 1265.5553 | 11.0863 | 1581.9441 | 13.8578 | 1898.3329 | 16.6294
Wastewater treatment plant (WWTP) | WWTP 268 | 45868 | 75.3849 | 12 to 23 | 1266.4664 | 11.0942 | 1583.0831 | 13.8678 | 1899.6997 | 16.6414
Wastewater treatment plant (WWTP) | WWTP 267 | 45918 | 75.4671 | 12 to 23 | 1267.847 | 11.1063 | 1584.8087 | 13.8829 | 1901.7705 | 16.6595
Wastewater treatment plant (WWTP) | WWTP 266 | 46594 | 76.5781 | 12 to 23 | 1286.5121 | 11.2698 | 1608.1401 | 14.0873 | 1929.7682 | 16.9048
Wastewater treatment plant (WWTP) | WWTP 265 | 46828 | 76.9627 | 12 to 23 | 1292.9731 | 11.3264 | 1616.2164 | 14.1581 | 1939.4597 | 16.9897
Wastewater treatment plant (WWTP) | WWTP 264 | 47299 | 77.7368 | 12 to 23 | 1305.9779 | 11.4404 | 1632.4724 | 14.3005 | 1958.9669 | 17.1606
Wastewater treatment plant (WWTP) | WWTP 263 | 47699 | 78.3942 | 12 to 23 | 1317.0224 | 11.5371 | 1646.278 | 14.4214 | 1975.5336 | 17.3057
Wastewater treatment plant (WWTP) | WWTP 262 | 48151 | 79.1371 | 12 to 23 | 1329.5026 | 11.6464 | 1661.8783 | 14.5581 | 1994.2539 | 17.4697
Wastewater treatment plant (WWTP) | WWTP 261 | 48340 | 79.4477 | 12 to 23 | 1334.7211 | 11.6922 | 1668.4014 | 14.6152 | 2002.0817 | 17.5382
Wastewater treatment plant (WWTP) | WWTP 260 | 48517 | 79.7386 | 12 to 23 | 1339.6083 | 11.735 | 1674.5103 | 14.6687 | 2009.4124 | 17.6025
Wastewater treatment plant (WWTP) | WWTP 259 | 49085 | 80.6721 | 12 to 23 | 1355.2914 | 11.8724 | 1694.1142 | 14.8404 | 2032.9371 | 17.8085
Wastewater treatment plant (WWTP) | WWTP 258 | 49253 | 80.9482 | 12 to 23 | 1359.9301 | 11.913 | 1699.9126 | 14.8912 | 2039.8951 | 17.8695
Wastewater treatment plant (WWTP) | WWTP 257 | 49355 | 81.1159 | 12 to 23 | 1362.7464 | 11.9377 | 1703.433 | 14.9221 | 2044.1196 | 17.9065
Wastewater treatment plant (WWTP) | WWTP 256 | 49638 | 81.581 | 12 to 23 | 1370.5603 | 12.0061 | 1713.2004 | 15.0076 | 2055.8405 | 18.0092
Wastewater treatment plant (WWTP) | WWTP 255 | 49689 | 81.6648 | 12 to 23 | 1371.9685 | 12.0184 | 1714.9606 | 15.0231 | 2057.9528 | 18.0277
Wastewater treatment plant (WWTP) | WWTP 254 | 50021 | 82.2104 | 12 to 23 | 1381.1354 | 12.0987 | 1726.4192 | 15.1234 | 2071.7031 | 18.1481
Wastewater treatment plant (WWTP) | WWTP 253 | 50231 | 82.5556 | 12 to 23 | 1386.9337 | 12.1495 | 1733.6672 | 15.1869 | 2080.4006 | 18.2243
Wastewater treatment plant (WWTP) | WWTP 252 | 50473 | 82.9533 | 12 to 23 | 1393.6156 | 12.2081 | 1742.0195 | 15.2601 | 2090.4234 | 18.3121
Wastewater treatment plant (WWTP) | WWTP 251 | 50863 | 83.5943 | 12 to 23 | 1404.3839 | 12.3024 | 1755.4799 | 15.378 | 2106.5759 | 18.4536
Wastewater treatment plant (WWTP) | WWTP 250 | 51027 | 83.8638 | 12 to 23 | 1408.9122 | 12.3421 | 1761.1402 | 15.4276 | 2113.3682 | 18.5131
Wastewater treatment plant (WWTP) | WWTP 249 | 51032 | 83.872 | 12 to 23 | 1409.0502 | 12.3433 | 1761.3128 | 15.4291 | 2113.5753 | 18.5149
Wastewater treatment plant (WWTP) | WWTP 248 | 51269 | 84.2616 | 12 to 23 | 1415.5941 | 12.4006 | 1769.4926 | 15.5008 | 2123.3911 | 18.6009
Wastewater treatment plant (WWTP) | WWTP 247 | 51589 | 84.7875 | 12 to 23 | 1424.4296 | 12.478 | 1780.537 | 15.5975 | 2136.6444 | 18.717
Wastewater treatment plant (WWTP) | WWTP 246 | 52793 | 86.7663 | 12 to 23 | 1457.6734 | 12.7692 | 1822.0917 | 15.9615 | 2186.5101 | 19.1538
Wastewater treatment plant (WWTP) | WWTP 245 | 53080 | 87.238 | 12 to 23 | 1465.5978 | 12.8386 | 1831.9972 | 16.0483 | 2198.3967 | 19.258
Wastewater treatment plant (WWTP) | WWTP 244 | 53126 | 87.3136 | 12 to 23 | 1466.8679 | 12.8498 | 1833.5849 | 16.0622 | 2200.3018 | 19.2746
Wastewater treatment plant (WWTP) | WWTP 243 | 53149 | 87.3514 | 12 to 23 | 1467.5029 | 12.8553 | 1834.3787 | 16.0692 | 2201.2544 | 19.283
Wastewater treatment plant (WWTP) | WWTP 242 | 53490 | 87.9118 | 12 to 23 | 1476.9183 | 12.9378 | 1846.1479 | 16.1723 | 2215.3775 | 19.4067
Wastewater treatment plant (WWTP) | WWTP 241 | 53519 | 87.9595 | 12 to 23 | 1477.7191 | 12.9448 | 1847.1488 | 16.181 | 2216.5786 | 19.4172
Wastewater treatment plant (WWTP) | WWTP 240 | 53605 | 88.1008 | 12 to 23 | 1480.0936 | 12.9656 | 1850.117 | 16.207 | 2220.1404 | 19.4484
Wastewater treatment plant (WWTP) | WWTP 239 | 53760 | 88.3556 | 12 to 23 | 1484.3733 | 13.0031 | 1855.4667 | 16.2539 | 2226.56 | 19.5047
Wastewater treatment plant (WWTP) | WWTP 238 | 53858 | 88.5166 | 12 to 23 | 1487.0792 | 13.0268 | 1858.849 | 16.2835 | 2230.6188 | 19.5402
Wastewater treatment plant (WWTP) | WWTP 237 | 54577 | 89.6983 | 12 to 23 | 1506.9316 | 13.2007 | 1883.6645 | 16.5009 | 2260.3974 | 19.8011
Wastewater treatment plant (WWTP) | WWTP 236 | 54789 | 90.0467 | 12 to 23 | 1512.7852 | 13.252 | 1890.9815 | 16.565 | 2269.1778 | 19.878
Wastewater treatment plant (WWTP) | WWTP 235 | 54839 | 90.1289 | 12 to 23 | 1514.1657 | 13.2641 | 1892.7072 | 16.5801 | 2271.2486 | 19.8961
Wastewater treatment plant (WWTP) | WWTP 234 | 55674 | 91.5012 | 12 to 23 | 1537.221 | 13.4661 | 1921.5262 | 16.8326 | 2305.8315 | 20.1991
Wastewater treatment plant (WWTP) | WWTP 233 | 56111 | 92.2195 | 12 to 23 | 1549.2871 | 13.5718 | 1936.6088 | 16.9647 | 2323.9306 | 20.3576
Wastewater treatment plant (WWTP) | WWTP 232 | 56349 | 92.6106 | 12 to 23 | 1555.8585 | 13.6293 | 1944.8231 | 17.0367 | 2333.7877 | 20.444
Wastewater treatment plant (WWTP) | WWTP 231 | 56966 | 93.6247 | 12 to 23 | 1572.8946 | 13.7786 | 1966.1182 | 17.2232 | 2359.3418 | 20.6678
Wastewater treatment plant (WWTP) | WWTP 230 | 57247 | 94.0865 | 12 to 23 | 1580.6533 | 13.8465 | 1975.8166 | 17.3082 | 2370.9799 | 20.7698
Wastewater treatment plant (WWTP) | WWTP 229 | 57753 | 94.9181 | 12 to 23 | 1594.6245 | 13.9689 | 1993.2806 | 17.4611 | 2391.9368 | 20.9534
Wastewater treatment plant (WWTP) | WWTP 228 | 57848 | 95.0743 | 12 to 23 | 1597.2476 | 13.9919 | 1996.5594 | 17.4899 | 2395.8713 | 20.9878
Wastewater treatment plant (WWTP) | WWTP 227 | 58067 | 95.4342 | 12 to 23 | 1603.2944 | 14.0449 | 2004.118 | 17.5561 | 2404.9416 | 21.0673
Wastewater treatment plant (WWTP) | WWTP 226 | 58675 | 96.4334 | 12 to 23 | 1620.0819 | 14.1919 | 2025.1024 | 17.7399 | 2430.1229 | 21.2879
Wastewater treatment plant (WWTP) | WWTP 225 | 59048 | 97.0465 | 12 to 23 | 1630.3809 | 14.2821 | 2037.9761 | 17.8527 | 2445.5713 | 21.4232
Wastewater treatment plant (WWTP) | WWTP 224 | 59066 | 97.0761 | 12 to 23 | 1630.8779 | 14.2865 | 2038.5974 | 17.8581 | 2446.3168 | 21.4297
Wastewater treatment plant (WWTP) | WWTP 223 | 59253 | 97.3834 | 12 to 23 | 1636.0412 | 14.3317 | 2045.0515 | 17.9147 | 2454.0617 | 21.4976
Wastewater treatment plant (WWTP) | WWTP 222 | 59483 | 97.7614 | 12 to 23 | 1642.3917 | 14.3874 | 2052.9897 | 17.9842 | 2463.5876 | 21.581
Wastewater treatment plant (WWTP) | WWTP 221 | 59577 | 97.9159 | 12 to 23 | 1644.9872 | 14.4101 | 2056.234 | 18.0126 | 2467.4808 | 21.6151
Wastewater treatment plant (WWTP) | WWTP 220 | 59655 | 98.0441 | 12 to 23 | 1647.1408 | 14.429 | 2058.926 | 18.0362 | 2470.7113 | 21.6434
Wastewater treatment plant (WWTP) | WWTP 219 | 59880 | 98.4139 | 12 to 23 | 1653.3533 | 14.4834 | 2066.6917 | 18.1042 | 2480.03 | 21.7251
Wastewater treatment plant (WWTP) | WWTP 218 | 59928 | 98.4928 | 12 to 23 | 1654.6787 | 14.495 | 2068.3483 | 18.1187 | 2482.018 | 21.7425
Wastewater treatment plant (WWTP) | WWTP 217 | 59968 | 98.5585 | 12 to 23 | 1655.7831 | 14.5047 | 2069.7289 | 18.1308 | 2483.6747 | 21.757
Wastewater treatment plant (WWTP) | WWTP 216 | 60485 | 99.4082 | 12 to 23 | 1670.0581 | 14.6297 | 2087.5726 | 18.2871 | 2505.0871 | 21.9446
Wastewater treatment plant (WWTP) | WWTP 215 | 60502 | 99.4362 | 12 to 23 | 1670.5274 | 14.6338 | 2088.1593 | 18.2923 | 2505.7912 | 21.9507
Wastewater treatment plant (WWTP) | WWTP 214 | 60793 | 99.9144 | 12 to 23 | 1678.5623 | 14.7042 | 2098.2028 | 18.3803 | 2517.8434 | 22.0563
Wastewater treatment plant (WWTP) | WWTP 213 | 61340 | 100.8134 | 12 to 23 | 1693.6656 | 14.8365 | 2117.0819 | 18.5456 | 2540.4983 | 22.2548
Wastewater treatment plant (WWTP) | WWTP 212 | 61344 | 100.82 | 12 to 23 | 1693.776 | 14.8375 | 2117.22 | 18.5468 | 2540.664 | 22.2562
Wastewater treatment plant (WWTP) | WWTP 211 | 61517 | 101.1043 | 12 to 23 | 1698.5527 | 14.8793 | 2123.1909 | 18.5992 | 2547.8291 | 22.319
Wastewater treatment plant (WWTP) | WWTP 210 | 62030 | 101.9475 | 12 to 23 | 1712.7172 | 15.0034 | 2140.8965 | 18.7543 | 2569.0758 | 22.5051
Wastewater treatment plant (WWTP) | WWTP 209 | 62080 | 102.0296 | 12 to 23 | 1714.0978 | 15.0155 | 2142.6222 | 18.7694 | 2571.1467 | 22.5232
Wastewater treatment plant (WWTP) | WWTP 208 | 62440 | 102.6213 | 12 to 23 | 1724.0378 | 15.1026 | 2155.0472 | 18.8782 | 2586.0567 | 22.6539
Wastewater treatment plant (WWTP) | WWTP 207 | 62881 | 103.3461 | 12 to 23 | 1736.2143 | 15.2092 | 2170.2678 | 19.0115 | 2604.3214 | 22.8139
Wastewater treatment plant (WWTP) | WWTP 206 | 62951 | 103.4611 | 12 to 23 | 1738.1471 | 15.2262 | 2172.6838 | 19.0327 | 2607.2206 | 22.8393
Wastewater treatment plant (WWTP) | WWTP 205 | 63622 | 104.5639 | 12 to 23 | 1756.6741 | 15.3885 | 2195.8426 | 19.2356 | 2635.0112 | 23.0827
Wastewater treatment plant (WWTP) | WWTP 204 | 63625 | 104.5689 | 12 to 23 | 1756.7569 | 15.3892 | 2195.9462 | 19.2365 | 2635.1354 | 23.0838
Wastewater treatment plant (WWTP) | WWTP 203 | 63675 | 104.651 | 12 to 23 | 1758.1375 | 15.4013 | 2197.6719 | 19.2516 | 2637.2063 | 23.1019
Wastewater treatment plant (WWTP) | WWTP 202 | 63712 | 104.7119 | 12 to 23 | 1759.1591 | 15.4102 | 2198.9489 | 19.2628 | 2638.7387 | 23.1154
Wastewater treatment plant (WWTP) | WWTP 201 | 64462 | 105.9445 | 12 to 23 | 1779.8674 | 15.5916 | 2224.8343 | 19.4895 | 2669.8012 | 23.3875
Wastewater treatment plant (WWTP) | WWTP 200 | 65884 | 108.2816 | 12 to 23 | 1819.1304 | 15.9356 | 2273.9131 | 19.9195 | 2728.6957 | 23.9034
Wastewater treatment plant (WWTP) | WWTP 199 | 65975 | 108.4311 | 12 to 23 | 1821.6431 | 15.9576 | 2277.0538 | 19.947 | 2732.4646 | 23.9364
Wastewater treatment plant (WWTP) | WWTP 198 | 66228 | 108.8469 | 12 to 23 | 1828.6287 | 16.0188 | 2285.7858 | 20.0235 | 2742.943 | 24.0282
Wastewater treatment plant (WWTP) | WWTP 197 | 66418 | 109.1592 | 12 to 23 | 1833.8748 | 16.0647 | 2292.3435 | 20.0809 | 2750.8122 | 24.0971
Wastewater treatment plant (WWTP) | WWTP 196 | 66533 | 109.3482 | 12 to 23 | 1837.0501 | 16.0926 | 2296.3126 | 20.1157 | 2755.5751 | 24.1388
Wastewater treatment plant (WWTP) | WWTP 195 | 68453 | 112.5038 | 12 to 23 | 1890.0634 | 16.557 | 2362.5792 | 20.6962 | 2835.0951 | 24.8354
Wastewater treatment plant (WWTP) | WWTP 194 | 69642 | 114.4579 | 12 to 23 | 1922.893 | 16.8445 | 2403.6163 | 21.0557 | 2884.3395 | 25.2668
Wastewater treatment plant (WWTP) | WWTP 193 | 69713 | 114.5746 | 12 to 23 | 1924.8534 | 16.8617 | 2406.0667 | 21.0771 | 2887.2801 | 25.2926
Wastewater treatment plant (WWTP) | WWTP 192 | 69777 | 114.6798 | 12 to 23 | 1926.6205 | 16.8772 | 2408.2756 | 21.0965 | 2889.9308 | 25.3158
Wastewater treatment plant (WWTP) | WWTP 191 | 69799 | 114.7159 | 12 to 23 | 1927.2279 | 16.8825 | 2409.0349 | 21.1031 | 2890.8419 | 25.3238
Wastewater treatment plant (WWTP) | WWTP 190 | 70447 | 115.7809 | 12 to 23 | 1945.1199 | 17.0393 | 2431.3999 | 21.2991 | 2917.6799 | 25.5589
Wastewater treatment plant (WWTP) | WWTP 189 | 70711 | 116.2148 | 12 to 23 | 1952.4093 | 17.1031 | 2440.5116 | 21.3789 | 2928.6139 | 25.6547
Wastewater treatment plant (WWTP) | WWTP 188 | 72657 | 119.4131 | 12 to 23 | 2006.1405 | 17.5738 | 2507.6756 | 21.9672 | 3009.2108 | 26.3607
Wastewater treatment plant (WWTP) | WWTP 187 | 72676 | 119.4444 | 12 to 23 | 2006.6651 | 17.5784 | 2508.3314 | 21.973 | 3009.9977 | 26.3676
Wastewater treatment plant (WWTP) | WWTP 186 | 73482 | 120.769 | 12 to 23 | 2028.9197 | 17.7733 | 2536.1496 | 22.2167 | 3043.3795 | 26.66
Wastewater treatment plant (WWTP) | WWTP 185 | 73800 | 121.2917 | 12 to 23 | 2037.7 | 17.8503 | 2547.125 | 22.3128 | 3056.55 | 26.7754
Wastewater treatment plant (WWTP) | WWTP 184 | 74003 | 121.6253 | 12 to 23 | 2043.3051 | 17.8994 | 2554.1313 | 22.3742 | 3064.9576 | 26.849
Wastewater treatment plant (WWTP) | WWTP 183 | 74029 | 121.668 | 12 to 23 | 2044.0229 | 17.9056 | 2555.0287 | 22.3821 | 3066.0344 | 26.8585
Wastewater treatment plant (WWTP) | WWTP 182 | 74160 | 121.8833 | 12 to 23 | 2047.64 | 17.9373 | 2559.55 | 22.4217 | 3071.46 | 26.906
Wastewater treatment plant (WWTP) | WWTP 181 | 74266 | 122.0575 | 12 to 23 | 2050.5668 | 17.963 | 2563.2085 | 22.4537 | 3075.8502 | 26.9444
Wastewater treatment plant (WWTP) | WWTP 180 | 74367 | 122.2235 | 12 to 23 | 2053.3555 | 17.9874 | 2566.6944 | 22.4842 | 3080.0333 | 26.9811
Wastewater treatment plant (WWTP) | WWTP 179 | 74492 | 122.429 | 12 to 23 | 2056.8069 | 18.0176 | 2571.0086 | 22.522 | 3085.2103 | 27.0264
Wastewater treatment plant (WWTP) | WWTP 178 | 74568 | 122.5539 | 12 to 23 | 2058.9053 | 18.036 | 2573.6317 | 22.545 | 3088.358 | 27.054
Wastewater treatment plant (WWTP) | WWTP 177 | 76886 | 126.3636 | 12 to 23 | 2122.9079 | 18.5967 | 2653.6349 | 23.2458 | 3184.3618 | 27.895
Wastewater treatment plant (WWTP) | WWTP 176 | 76976 | 126.5115 | 12 to 23 | 2125.3929 | 18.6184 | 2656.7411 | 23.2731 | 3188.0893 | 27.9277
Wastewater treatment plant (WWTP) | WWTP 175 | 77432 | 127.2609 | 12 to 23 | 2137.9836 | 18.7287 | 2672.4794 | 23.4109 | 3206.9753 | 28.0931
Wastewater treatment plant (WWTP) | WWTP 174 | 77717 | 127.7293 | 12 to 23 | 2145.8527 | 18.7977 | 2682.3159 | 23.4971 | 3218.7791 | 28.1965
Wastewater treatment plant (WWTP) | WWTP 173 | 77746 | 127.777 | 12 to 23 | 2146.6534 | 18.8047 | 2683.3168 | 23.5059 | 3219.9802 | 28.207
Wastewater treatment plant (WWTP) | WWTP 172 | 79408 | 130.5085 | 12 to 23 | 2192.5431 | 19.2067 | 2740.6789 | 24.0083 | 3288.8147 | 28.81
Wastewater treatment plant (WWTP) | WWTP 171 | 79637 | 130.8849 | 12 to 23 | 2198.8661 | 19.2621 | 2748.5826 | 24.0776 | 3298.2991 | 28.8931
Wastewater treatment plant (WWTP) | WWTP 170 | 80282 | 131.945 | 12 to 23 | 2216.6752 | 19.4181 | 2770.844 | 24.2726 | 3325.0128 | 29.1271
Wastewater treatment plant (WWTP) | WWTP 169 | 81182 | 133.4241 | 12 to 23 | 2241.5252 | 19.6358 | 2801.9065 | 24.5447 | 3362.2878 | 29.4536
Wastewater treatment plant (WWTP) | WWTP 168 | 81384 | 133.7561 | 12 to 23 | 2247.1027 | 19.6846 | 2808.8783 | 24.6058 | 3370.654 | 29.5269
Wastewater treatment plant (WWTP) | WWTP 167 | 81635 | 134.1686 | 12 to 23 | 2254.0331 | 19.7453 | 2817.5413 | 24.6817 | 3381.0496 | 29.618
Wastewater treatment plant (WWTP) | WWTP 166 | 81731 | 134.3264 | 12 to 23 | 2256.6837 | 19.7685 | 2820.8547 | 24.7107 | 3385.0256 | 29.6528
Wastewater treatment plant (WWTP) | WWTP 165 | 82259 | 135.1942 | 12 to 23 | 2271.2624 | 19.8963 | 2839.078 | 24.8703 | 3406.8936 | 29.8444
Wastewater treatment plant (WWTP) | WWTP 164 | 82705 | 135.9272 | 12 to 23 | 2283.5769 | 20.0041 | 2854.4712 | 25.0052 | 3425.3654 | 30.0062
Wastewater treatment plant (WWTP) | WWTP 163 | 82873 | 136.2033 | 12 to 23 | 2288.2156 | 20.0448 | 2860.2695 | 25.056 | 3432.3234 | 30.0672
Wastewater treatment plant (WWTP) | WWTP 162 | 83120 | 136.6093 | 12 to 23 | 2295.0356 | 20.1045 | 2868.7944 | 25.1306 | 3442.5533 | 30.1568
Wastewater treatment plant (WWTP) | WWTP 161 | 83291 | 136.8903 | 12 to 23 | 2299.7571 | 20.1459 | 2874.6963 | 25.1823 | 3449.6356 | 30.2188
Wastewater treatment plant (WWTP) | WWTP 160 | 83512 | 137.2535 | 12 to 23 | 2305.8591 | 20.1993 | 2882.3239 | 25.2492 | 3458.7887 | 30.299
Wastewater treatment plant (WWTP) | WWTP 159 | 85649 | 140.7657 | 12 to 23 | 2364.8641 | 20.7162 | 2956.0801 | 25.8953 | 3547.2961 | 31.0743
Wastewater treatment plant (WWTP) | WWTP 158 | 86487 | 142.143 | 12 to 23 | 2388.0022 | 20.9189 | 2985.0027 | 26.1486 | 3582.0032 | 31.3783
Wastewater treatment plant (WWTP) | WWTP 157 | 86699 | 142.4914 | 12 to 23 | 2393.8557 | 20.9702 | 2992.3197 | 26.2127 | 3590.7836 | 31.4553
Wastewater treatment plant (WWTP) | WWTP 156 | 88007 | 144.6411 | 12 to 23 | 2429.9711 | 21.2865 | 3037.4638 | 26.6082 | 3644.9566 | 31.9298
Wastewater treatment plant (WWTP) | WWTP 155 | 88079 | 144.7595 | 12 to 23 | 2431.9591 | 21.304 | 3039.9488 | 26.63 | 3647.9386 | 31.9559
Wastewater treatment plant (WWTP) | WWTP 154 | 89052 | 146.3586 | 12 to 23 | 2458.8247 | 21.5393 | 3073.5308 | 26.9241 | 3688.237 | 32.309
Wastewater treatment plant (WWTP) | WWTP 153 | 89383 | 146.9026 | 12 to 23 | 2467.9639 | 21.6194 | 3084.9549 | 27.0242 | 3701.9459 | 32.429
Wastewater treatment plant (WWTP) | WWTP 152 | 90406 | 148.5839 | 12 to 23 | 2496.2101 | 21.8668 | 3120.2626 | 27.3335 | 3744.3152 | 32.8002
Wastewater treatment plant (WWTP) | WWTP 151 | 91405 | 150.2258 | 12 to 23 | 2523.7936 | 22.1084 | 3154.742 | 27.6355 | 3785.6904 | 33.1626
Wastewater treatment plant (WWTP) | WWTP 150 | 93042 | 152.9162 | 12 to 23 | 2568.993 | 22.5044 | 3211.2413 | 28.1305 | 3853.4895 | 33.7566
Wastewater treatment plant (WWTP) | WWTP 149 | 93048 | 152.9261 | 12 to 23 | 2569.1587 | 22.5058 | 3211.4483 | 28.1323 | 3853.738 | 33.7587
Wastewater treatment plant (WWTP) | WWTP 148 | 93303 | 153.3452 | 12 to 23 | 2576.1995 | 22.5675 | 3220.2494 | 28.2094 | 3864.2993 | 33.8513
Wastewater treatment plant (WWTP) | WWTP 147 | 93456 | 153.5967 | 12 to 23 | 2580.424 | 22.6045 | 3225.53 | 28.2556 | 3870.636 | 33.9068
Wastewater treatment plant (WWTP) | WWTP 146 | 93534 | 153.7249 | 12 to 23 | 2582.5777 | 22.6234 | 3228.2221 | 28.2792 | 3873.8665 | 33.9351
Wastewater treatment plant (WWTP) | WWTP 145 | 94200 | 154.8194 | 12 to 23 | 2600.9667 | 22.7845 | 3251.2083 | 28.4806 | 3901.45 | 34.1767
Wastewater treatment plant (WWTP) | WWTP 144 | 94376 | 155.1087 | 12 to 23 | 2605.8262 | 22.827 | 3257.2828 | 28.5338 | 3908.7393 | 34.2406
Wastewater treatment plant (WWTP) | WWTP 143 | 94994 | 156.1244 | 12 to 23 | 2622.8899 | 22.9765 | 3278.6124 | 28.7206 | 3934.3348 | 34.4648
Wastewater treatment plant (WWTP) | WWTP 142 | 95413 | 156.813 | 12 to 23 | 2634.4589 | 23.0779 | 3293.0737 | 28.8473 | 3951.6884 | 34.6168
Wastewater treatment plant (WWTP) | WWTP 141 | 96892 | 159.2438 | 12 to 23 | 2675.2958 | 23.4356 | 3344.1197 | 29.2945 | 4012.9437 | 35.1534
Wastewater treatment plant (WWTP) | WWTP 140 | 99025 | 162.7494 | 12 to 23 | 2734.1903 | 23.9515 | 3417.7378 | 29.9394 | 4101.2854 | 35.9273
Wastewater treatment plant (WWTP) | WWTP 139 | 99332 | 163.254 | 12 to 23 | 2742.6669 | 24.0258 | 3428.3336 | 30.0322 | 4114.0003 | 36.0386
Wastewater treatment plant (WWTP) | WWTP 138 | 99651 | 163.7783 | 12 to 23 | 2751.4748 | 24.1029 | 3439.3435 | 30.1286 | 4127.2122 | 36.1544
Wastewater treatment plant (WWTP) | WWTP 137 | 99686 | 163.8358 | 12 to 23 | 2752.4412 | 24.1114 | 3440.5515 | 30.1392 | 4128.6618 | 36.1671
Wastewater treatment plant (WWTP) | WWTP 136 | 100084 | 164.4899 | 12 to 23 | 2763.4304 | 24.2077 | 3454.2881 | 30.2596 | 4145.1457 | 36.3115
Wastewater treatment plant (WWTP) | WWTP 135 | 100660 | 165.4366 | 12 to 23 | 2779.3344 | 24.347 | 3474.1681 | 30.4337 | 4169.0017 | 36.5205
Wastewater treatment plant (WWTP) | WWTP 134 | 100830 | 165.716 | 12 to 23 | 2784.0283 | 24.3881 | 3480.0354 | 30.4851 | 4176.0425 | 36.5821
Wastewater treatment plant (WWTP) | WWTP 133 | 102840 | 169.0194 | 12 to 23 | 2839.5267 | 24.8743 | 3549.4083 | 31.0928 | 4259.29 | 37.3114
Wastewater treatment plant (WWTP) | WWTP 132 | 103098 | 169.4435 | 12 to 23 | 2846.6503 | 24.9367 | 3558.3129 | 31.1708 | 4269.9755 | 37.405
Wastewater treatment plant (WWTP) | WWTP 131 | 103199 | 169.6095 | 12 to 23 | 2849.4391 | 24.9611 | 3561.7988 | 31.2014 | 4274.1586 | 37.4416
Wastewater treatment plant (WWTP) | WWTP 130 | 104171 | 171.207 | 12 to 23 | 2876.2771 | 25.1962 | 3595.3463 | 31.4952 | 4314.4156 | 37.7943
Wastewater treatment plant (WWTP) | WWTP 129 | 104709 | 172.0912 | 12 to 23 | 2891.1318 | 25.3263 | 3613.9148 | 31.6579 | 4336.6978 | 37.9895
Wastewater treatment plant (WWTP) | WWTP 128 | 106104 | 174.3839 | 12 to 23 | 2929.6493 | 25.6637 | 3662.0617 | 32.0797 | 4394.474 | 38.4956
Wastewater treatment plant (WWTP) | WWTP 127 | 106517 | 175.0627 | 12 to 23 | 2941.0527 | 25.7636 | 3676.3159 | 32.2045 | 4411.5791 | 38.6454
Wastewater treatment plant (WWTP) | WWTP 126 | 107316 | 176.3758 | 12 to 23 | 2963.114 | 25.9569 | 3703.8925 | 32.4461 | 4444.671 | 38.9353
Wastewater treatment plant (WWTP) | WWTP 125 | 107531 | 176.7292 | 12 to 23 | 2969.0504 | 26.0089 | 3711.313 | 32.5111 | 4453.5756 | 39.0133
Wastewater treatment plant (WWTP) | WWTP 124 | 108040 | 177.5657 | 12 to 23 | 2983.1044 | 26.132 | 3728.8806 | 32.665 | 4474.6567 | 39.198
Wastewater treatment plant (WWTP) | WWTP 123 | 108181 | 177.7975 | 12 to 23 | 2986.9976 | 26.1661 | 3733.747 | 32.7076 | 4480.4964 | 39.2491
Wastewater treatment plant (WWTP) | WWTP 122 | 109543 | 180.0359 | 12 to 23 | 3024.6039 | 26.4955 | 3780.7549 | 33.1194 | 4536.9059 | 39.7433
Wastewater treatment plant (WWTP) | WWTP 121 | 110477 | 181.571 | 12 to 23 | 3050.3927 | 26.7214 | 3812.9909 | 33.4018 | 4575.5891 | 40.0822
Wastewater treatment plant (WWTP) | WWTP 120 | 110722 | 181.9737 | 12 to 23 | 3057.1574 | 26.7807 | 3821.4468 | 33.4759 | 4585.7362 | 40.171
Wastewater treatment plant (WWTP) | WWTP 119 | 111416 | 183.1143 | 12 to 23 | 3076.3196 | 26.9486 | 3845.3994 | 33.6857 | 4614.4793 | 40.4228
Wastewater treatment plant (WWTP) | WWTP 118 | 113585 | 186.6791 | 12 to 23 | 3136.2081 | 27.4732 | 3920.2601 | 34.3415 | 4704.3121 | 41.2098
Wastewater treatment plant (WWTP) | WWTP 117 | 113825 | 187.0735 | 12 to 23 | 3142.8347 | 27.5312 | 3928.5434 | 34.414 | 4714.2521 | 41.2968
Wastewater treatment plant (WWTP) | WWTP 116 | 114216 | 187.7161 | 12 to 23 | 3153.6307 | 27.6258 | 3942.0383 | 34.5323 | 4730.446 | 41.4387
Wastewater treatment plant (WWTP) | WWTP 115 | 114908 | 188.8534 | 12 to 23 | 3172.7376 | 27.7932 | 3965.9219 | 34.7415 | 4759.1063 | 41.6898
Wastewater treatment plant (WWTP) | WWTP 114 | 115872 | 190.4378 | 12 to 23 | 3199.3547 | 28.0263 | 3999.1933 | 35.0329 | 4799.032 | 42.0395
Wastewater treatment plant (WWTP) | WWTP 113 | 116012 | 190.6679 | 12 to 23 | 3203.2202 | 28.0602 | 4004.0253 | 35.0753 | 4804.8303 | 42.0903
Wastewater treatment plant (WWTP) | WWTP 112 | 116510 | 191.4863 | 12 to 23 | 3216.9706 | 28.1807 | 4021.2132 | 35.2258 | 4825.4558 | 42.271
Wastewater treatment plant (WWTP) | WWTP 111 | 117034 | 192.3475 | 12 to 23 | 3231.4388 | 28.3074 | 4039.2985 | 35.3843 | 4847.1582 | 42.4611
Wastewater treatment plant (WWTP) | WWTP 110 | 117807 | 193.618 | 12 to 23 | 3252.7822 | 28.4944 | 4065.9777 | 35.618 | 4879.1732 | 42.7416
Wastewater treatment plant (WWTP) | WWTP 109 | 118455 | 194.683 | 12 to 23 | 3270.6742 | 28.6511 | 4088.3427 | 35.8139 | 4906.0113 | 42.9767
Wastewater treatment plant (WWTP) | WWTP 108 | 119006 | 195.5886 | 12 to 23 | 3285.8879 | 28.7844 | 4107.3599 | 35.9805 | 4928.8318 | 43.1766
Wastewater treatment plant (WWTP) | WWTP 107 | 119267 | 196.0175 | 12 to 23 | 3293.0944 | 28.8475 | 4116.368 | 36.0594 | 4939.6416 | 43.2713
Wastewater treatment plant (WWTP) | WWTP 106 | 119341 | 196.1391 | 12 to 23 | 3295.1376 | 28.8654 | 4118.922 | 36.0818 | 4942.7064 | 43.2981
Wastewater treatment plant (WWTP) | WWTP 105 | 119725 | 196.7703 | 12 to 23 | 3305.7403 | 28.9583 | 4132.1753 | 36.1979 | 4958.6104 | 43.4374
Wastewater treatment plant (WWTP) | WWTP 104 | 119854 | 196.9823 | 12 to 23 | 3309.3021 | 28.9895 | 4136.6276 | 36.2369 | 4963.9532 | 43.4842
Wastewater treatment plant (WWTP) | WWTP 103 | 120136 | 197.4457 | 12 to 23 | 3317.0884 | 29.0577 | 4146.3606 | 36.3221 | 4975.6327 | 43.5865
Wastewater treatment plant (WWTP) | WWTP 102 | 120471 | 197.9963 | 12 to 23 | 3326.3382 | 29.1387 | 4157.9227 | 36.4234 | 4989.5073 | 43.7081
Wastewater treatment plant (WWTP) | WWTP 101 | 120540 | 198.1097 | 12 to 23 | 3328.2433 | 29.1554 | 4160.3042 | 36.4443 | 4992.365 | 43.7331
Wastewater treatment plant (WWTP) | WWTP 100 | 122193 | 200.8265 | 12 to 23 | 3373.8845 | 29.5552 | 4217.3556 | 36.944 | 5060.8268 | 44.3328
Wastewater treatment plant (WWTP) | WWTP 99 | 123253 | 202.5686 | 12 to 23 | 3403.1523 | 29.8116 | 4253.9403 | 37.2645 | 5104.7284 | 44.7174
Wastewater treatment plant (WWTP) | WWTP 98 | 124563 | 204.7216 | 12 to 23 | 3439.3228 | 30.1285 | 4299.1535 | 37.6606 | 5158.9842 | 45.1927
Wastewater treatment plant (WWTP) | WWTP 97 | 125508 | 206.2747 | 12 to 23 | 3465.4153 | 30.357 | 4331.7692 | 37.9463 | 5198.123 | 45.5356
Wastewater treatment plant (WWTP) | WWTP 96 | 127018 | 208.7564 | 12 to 23 | 3507.1081 | 30.7223 | 4383.8851 | 38.4028 | 5260.6622 | 46.0834
Wastewater treatment plant (WWTP) | WWTP 95 | 127167 | 209.0013 | 12 to 23 | 3511.2222 | 30.7583 | 4389.0277 | 38.4479 | 5266.8333 | 46.1375
Wastewater treatment plant (WWTP) | WWTP 94 | 129824 | 213.3681 | 12 to 23 | 3584.5849 | 31.401 | 4480.7311 | 39.2512 | 5376.8773 | 47.1014
Wastewater treatment plant (WWTP) | WWTP 93 | 130053 | 213.7445 | 12 to 23 | 3590.9078 | 31.4564 | 4488.6348 | 39.3204 | 5386.3618 | 47.1845
Wastewater treatment plant (WWTP) | WWTP 92 | 130648 | 214.7224 | 12 to 23 | 3607.3364 | 31.6003 | 4509.1706 | 39.5003 | 5411.0047 | 47.4004
Wastewater treatment plant (WWTP) | WWTP 91 | 131413 | 215.9797 | 12 to 23 | 3628.4589 | 31.7853 | 4535.5737 | 39.7316 | 5442.6884 | 47.678
Wastewater treatment plant (WWTP) | WWTP 90 | 132483 | 217.7383 | 12 to 23 | 3658.0028 | 32.0441 | 4572.5035 | 40.0551 | 5487.0042 | 48.0662
Wastewater treatment plant (WWTP) | WWTP 89 | 134433 | 220.9431 | 12 to 23 | 3711.8445 | 32.5158 | 4639.8056 | 40.6447 | 5567.7668 | 48.7736
Wastewater treatment plant (WWTP) | WWTP 88 | 135550 | 222.7789 | 12 to 23 | 3742.6861 | 32.7859 | 4678.3576 | 40.9824 | 5614.0292 | 49.1789
Wastewater treatment plant (WWTP) | WWTP 87 | 136129 | 223.7305 | 12 to 23 | 3758.6729 | 32.926 | 4698.3412 | 41.1575 | 5638.0094 | 49.389
Wastewater treatment plant (WWTP) | WWTP 86 | 136866 | 224.9418 | 12 to 23 | 3779.0223 | 33.1042 | 4723.7779 | 41.3803 | 5668.5335 | 49.6564
Wastewater treatment plant (WWTP) | WWTP 85 | 137563 | 226.0873 | 12 to 23 | 3798.2673 | 33.2728 | 4747.8341 | 41.591 | 5697.4009 | 49.9092
Wastewater treatment plant (WWTP) | WWTP 84 | 137980 | 226.7727 | 12 to 23 | 3809.7811 | 33.3737 | 4762.2264 | 41.7171 | 5714.6717 | 50.0605
Wastewater treatment plant (WWTP) | WWTP 83 | 138045 | 226.8795 | 12 to 23 | 3811.5758 | 33.3894 | 4764.4698 | 41.7368 | 5717.3638 | 50.0841
Wastewater treatment plant (WWTP) | WWTP 82 | 138058 | 226.9009 | 12 to 23 | 3811.9348 | 33.3925 | 4764.9185 | 41.7407 | 5717.9022 | 50.0888
Wastewater treatment plant (WWTP) | WWTP 81 | 139677 | 229.5617 | 12 to 23 | 3856.6372 | 33.7841 | 4820.7965 | 42.2302 | 5784.9558 | 50.6762
Wastewater treatment plant (WWTP) | WWTP 80 | 141046 | 231.8117 | 12 to 23 | 3894.4368 | 34.1153 | 4868.046 | 42.6441 | 5841.6552 | 51.1729
Wastewater treatment plant (WWTP) | WWTP 79 | 141227 | 232.1092 | 12 to 23 | 3899.4344 | 34.159 | 4874.293 | 42.6988 | 5849.1516 | 51.2386
Wastewater treatment plant (WWTP) | WWTP 78 | 144667 | 237.7629 | 12 to 23 | 3994.4166 | 34.9911 | 4993.0208 | 43.7389 | 5991.6249 | 52.4866
Wastewater treatment plant (WWTP) | WWTP 77 | 146888 | 241.4131 | 12 to 23 | 4055.7409 | 35.5283 | 5069.6761 | 44.4104 | 6083.6113 | 53.2924
Wastewater treatment plant (WWTP) | WWTP 76 | 148075 | 243.364 | 12 to 23 | 4088.5153 | 35.8154 | 5110.6441 | 44.7692 | 6132.7729 | 53.7231
Wastewater treatment plant (WWTP) | WWTP 75 | 150525 | 247.3906 | 12 to 23 | 4156.1625 | 36.408 | 5195.2031 | 45.51 | 6234.2438 | 54.612
Wastewater treatment plant (WWTP) | WWTP 74 | 154922 | 254.6172 | 12 to 23 | 4277.5686 | 37.4715 | 5346.9607 | 46.8394 | 6416.3528 | 56.2073
Wastewater treatment plant (WWTP) | WWTP 73 | 155678 | 255.8597 | 12 to 23 | 4298.4426 | 37.6544 | 5373.0532 | 47.0679 | 6447.6638 | 56.4815
Wastewater treatment plant (WWTP) | WWTP 72 | 156427 | 257.0907 | 12 to 23 | 4319.1233 | 37.8355 | 5398.9041 | 47.2944 | 6478.6849 | 56.7533
Wastewater treatment plant (WWTP) | WWTP 71 | 156595 | 257.3668 | 12 to 23 | 4323.7619 | 37.8762 | 5404.7024 | 47.3452 | 6485.6429 | 56.8142
Wastewater treatment plant (WWTP) | WWTP 70 | 156804 | 257.7103 | 12 to 23 | 4329.5327 | 37.9267 | 5411.9158 | 47.4084 | 6494.299 | 56.8901
Wastewater treatment plant (WWTP) | WWTP 69 | 161356 | 265.1916 | 12 to 23 | 4455.2184 | 39.0277 | 5569.0231 | 48.7846 | 6682.8277 | 58.5416
Wastewater treatment plant (WWTP) | WWTP 68 | 163600 | 268.8796 | 12 to 23 | 4517.1778 | 39.5705 | 5646.4722 | 49.4631 | 6775.7667 | 59.3557
Wastewater treatment plant (WWTP) | WWTP 67 | 166931 | 274.3542 | 12 to 23 | 4609.1504 | 40.3762 | 5761.438 | 50.4702 | 6913.7256 | 60.5642
Wastewater treatment plant (WWTP) | WWTP 66 | 169507 | 278.5879 | 12 to 23 | 4680.2766 | 40.9992 | 5850.3458 | 51.249 | 7020.4149 | 61.4988
Wastewater treatment plant (WWTP) | WWTP 65 | 171919 | 282.5521 | 12 to 23 | 4746.8746 | 41.5826 | 5933.5933 | 51.9783 | 7120.3119 | 62.3739
Wastewater treatment plant (WWTP) | WWTP 64 | 174115 | 286.1612 | 12 to 23 | 4807.5086 | 42.1138 | 6009.3858 | 52.6422 | 7211.2629 | 63.1707
Wastewater treatment plant (WWTP) | WWTP 63 | 175672 | 288.7202 | 12 to 23 | 4850.4991 | 42.4904 | 6063.1239 | 53.113 | 7275.7487 | 63.7356
Wastewater treatment plant (WWTP) | WWTP 62 | 176010 | 289.2757 | 12 to 23 | 4859.8317 | 42.5721 | 6074.7896 | 53.2152 | 7289.7475 | 63.8582
Wastewater treatment plant (WWTP) | WWTP 61 | 177112 | 291.0869 | 12 to 23 | 4890.2591 | 42.8387 | 6112.8239 | 53.5483 | 7335.3887 | 64.258
Wastewater treatment plant (WWTP) | WWTP 60 | 178531 | 293.419 | 12 to 23 | 4929.4393 | 43.1819 | 6161.7991 | 53.9774 | 7394.1589 | 64.7728
Wastewater treatment plant (WWTP) | WWTP 59 | 185394 | 304.6985 | 12 to 23 | 5118.9343 | 44.8419 | 6398.6679 | 56.0523 | 7678.4015 | 67.2628
Wastewater treatment plant (WWTP) | WWTP 58 | 186847 | 307.0865 | 12 to 23 | 5159.0533 | 45.1933 | 6448.8166 | 56.4916 | 7738.5799 | 67.79
Wastewater treatment plant (WWTP) | WWTP 57 | 195095 | 320.6422 | 12 to 23 | 5386.7897 | 47.1883 | 6733.4872 | 58.9853 | 8080.1846 | 70.7824
Wastewater treatment plant (WWTP) | WWTP 56 | 195860 | 321.8995 | 12 to 23 | 5407.9122 | 47.3733 | 6759.8903 | 59.2166 | 8111.8683 | 71.06
Wastewater treatment plant (WWTP) | WWTP 55 | 197032 | 323.8257 | 12 to 23 | 5440.2724 | 47.6568 | 6800.3406 | 59.571 | 8160.4087 | 71.4852
Wastewater treatment plant (WWTP) | WWTP 54 | 197204 | 324.1084 | 12 to 23 | 5445.0216 | 47.6984 | 6806.2769 | 59.623 | 8167.5323 | 71.5476
Wastewater treatment plant (WWTP) | WWTP 53 | 198058 | 325.512 | 12 to 23 | 5468.6014 | 47.9049 | 6835.7518 | 59.8812 | 8202.9022 | 71.8574
Wastewater treatment plant (WWTP) | WWTP 52 | 199270 | 327.5039 | 12 to 23 | 5502.0661 | 48.1981 | 6877.5826 | 60.2476 | 8253.0992 | 72.2971
Wastewater treatment plant (WWTP) | WWTP 51 | 204328 | 335.8169 | 12 to 23 | 5641.7231 | 49.4215 | 7052.1539 | 61.7769 | 8462.5847 | 74.1322
Wastewater treatment plant (WWTP) | WWTP 50 | 213624 | 351.095 | 12 to 23 | 5898.396 | 51.6699 | 7372.995 | 64.5874 | 8847.594 | 77.5049
Wastewater treatment plant (WWTP) | WWTP 49 | 215160 | 353.6194 | 12 to 23 | 5940.8067 | 52.0415 | 7426.0083 | 65.0518 | 8911.21 | 78.0622
Wastewater treatment plant (WWTP) | WWTP 48 | 216619 | 356.0173 | 12 to 23 | 5981.0913 | 52.3944 | 7476.3641 | 65.4929 | 8971.6369 | 78.5915
Wastewater treatment plant (WWTP) | WWTP 47 | 217797 | 357.9534 | 12 to 23 | 6013.6172 | 52.6793 | 7517.0215 | 65.8491 | 9020.4258 | 79.0189
Wastewater treatment plant (WWTP) | WWTP 46 | 227332 | 373.6244 | 12 to 23 | 6276.8891 | 54.9855 | 7846.1114 | 68.7319 | 9415.3337 | 82.4783
Wastewater treatment plant (WWTP) | WWTP 45 | 242003 | 397.7364 | 12 to 23 | 6681.9717 | 58.5341 | 8352.4647 | 73.1676 | 10022.9576 | 87.8011
Wastewater treatment plant (WWTP) | WWTP 44 | 253272 | 416.2572 | 12 to 23 | 6993.1213 | 61.2597 | 8741.4017 | 76.5747 | 10489.682 | 91.8896
Wastewater treatment plant (WWTP) | WWTP 43 | 254716 | 418.6305 | 12 to 23 | 7032.9918 | 61.609 | 8791.2397 | 77.0113 | 10549.4877 | 92.4135
Wastewater treatment plant (WWTP) | WWTP 42 | 258949 | 425.5875 | 12 to 23 | 7149.8696 | 62.6329 | 8937.337 | 78.2911 | 10724.8044 | 93.9493
Wastewater treatment plant (WWTP) | WWTP 41 | 262768 | 431.8641 | 12 to 23 | 7255.3164 | 63.5566 | 9069.1456 | 79.4457 | 10882.9747 | 95.3349
Wastewater treatment plant (WWTP) | WWTP 40 | 272247 | 447.443 | 12 to 23 | 7517.0422 | 65.8493 | 9396.3027 | 82.3116 | 11275.5633 | 98.7739
Wastewater treatment plant (WWTP) | WWTP 39 | 284296 | 467.2457 | 12 to 23 | 7849.7284 | 68.7636 | 9812.1606 | 85.9545 | 11774.5927 | 103.1454
Wastewater treatment plant (WWTP) | WWTP 38 | 288429 | 474.0384 | 12 to 23 | 7963.8452 | 69.7633 | 9954.8065 | 87.2041 | 11945.7678 | 104.6449
Wastewater treatment plant (WWTP) | WWTP 37 | 295003 | 484.8429 | 12 to 23 | 8145.3606 | 71.3534 | 10181.7008 | 89.1917 | 12218.0409 | 107.03
Wastewater treatment plant (WWTP) | WWTP 36 | 295189 | 485.1486 | 12 to 23 | 8150.4963 | 71.3983 | 10188.1203 | 89.2479 | 12225.7444 | 107.0975
Wastewater treatment plant (WWTP) | WWTP 35 | 304036 | 499.6888 | 12 to 23 | 8394.7718 | 73.5382 | 10493.4647 | 91.9228 | 12592.1577 | 110.3073
Wastewater treatment plant (WWTP) | WWTP 34 | 307302 | 505.0565 | 12 to 23 | 8484.9497 | 74.3282 | 10606.1871 | 92.9102 | 12727.4245 | 111.4922
Wastewater treatment plant (WWTP) | WWTP 33 | 323358 | 531.4449 | 12 to 23 | 8928.2737 | 78.2117 | 11160.3421 | 97.7646 | 13392.4105 | 117.3175
Wastewater treatment plant (WWTP) | WWTP 32 | 333429 | 547.9967 | 12 to 23 | 9206.3452 | 80.6476 | 11507.9315 | 100.8095 | 13809.5177 | 120.9714
Wastewater treatment plant (WWTP) | WWTP 31 | 337357 | 554.4525 | 12 to 23 | 9314.8016 | 81.5977 | 11643.502 | 101.9971 | 13972.2024 | 122.3965
Wastewater treatment plant (WWTP) | WWTP 30 | 358863 | 589.798 | 12 to 23 | 9908.6062 | 86.7994 | 12385.7577 | 108.4992 | 14862.9093 | 130.1991
Wastewater treatment plant (WWTP) | WWTP 29 | 363183 | 596.898 | 12 to 23 | 10027.8862 | 87.8443 | 12534.8577 | 109.8054 | 15041.8293 | 131.7664
Wastewater treatment plant (WWTP) | WWTP 28 | 363450 | 597.3368 | 12 to 23 | 10035.2583 | 87.9089 | 12544.0729 | 109.8861 | 15052.8875 | 131.8633
Wastewater treatment plant (WWTP) | WWTP 27 | 365177 | 600.1752 | 12 to 23 | 10082.9427 | 88.3266 | 12603.6784 | 110.4082 | 15124.4141 | 132.4899
Wastewater treatment plant (WWTP) | WWTP 26 | 370489 | 608.9055 | 12 to 23 | 10229.6129 | 89.6114 | 12787.0162 | 112.0143 | 15344.4194 | 134.4171
Wastewater treatment plant (WWTP) | WWTP 25 | 370749 | 609.3328 | 12 to 23 | 10236.7918 | 89.6743 | 12795.9898 | 112.0929 | 15355.1877 | 134.5114
Wastewater treatment plant (WWTP) | WWTP 24 | 373472 | 613.8081 | 12 to 23 | 10311.9769 | 90.3329 | 12889.9711 | 112.9161 | 15467.9653 | 135.4994
Wastewater treatment plant (WWTP) | WWTP 23 | 388565 | 638.6138 | 12 to 23 | 10728.7114 | 93.9835 | 13410.8892 | 117.4794 | 16093.0671 | 140.9753
Wastewater treatment plant (WWTP) | WWTP 22 | 391267 | 643.0546 | 12 to 23 | 10803.3166 | 94.6371 | 13504.1458 | 118.2963 | 16204.9749 | 141.9556
Wastewater treatment plant (WWTP) | WWTP 21 | 397086 | 652.6182 | 12 to 23 | 10963.9857 | 96.0445 | 13704.9821 | 120.0556 | 16445.9785 | 144.0668
Wastewater treatment plant (WWTP) | WWTP 20 | 399044 | 655.8362 | 12 to 23 | 11018.0482 | 96.5181 | 13772.5603 | 120.6476 | 16527.0723 | 144.7772
Wastewater treatment plant (WWTP) | WWTP 19 | 428662 | 704.5139 | 12 to 23 | 11835.8341 | 103.6819 | 14794.7926 | 129.6024 | 17753.7512 | 155.5229
Wastewater treatment plant (WWTP) | WWTP 18 | 506028 | 831.6664 | 12 to 23 | 13971.9953 | 122.3947 | 17464.9942 | 152.9933 | 20957.993 | 183.592
Wastewater treatment plant (WWTP) | WWTP 17 | 507134 | 833.4841 | 12 to 23 | 14002.5332 | 122.6622 | 17503.1665 | 153.3277 | 21003.7998 | 183.9933
Wastewater treatment plant (WWTP) | WWTP 16 | 540264 | 887.9339 | 12 to 23 | 14917.2893 | 130.6755 | 18646.6117 | 163.3443 | 22375.934 | 196.0132
Wastewater treatment plant (WWTP) | WWTP 15 | 547646 | 900.0663 | 12 to 23 | 15121.1146 | 132.461 | 18901.3932 | 165.5762 | 22681.6718 | 198.6914
Wastewater treatment plant (WWTP) | WWTP 14 | 611333 | 1004.7371 | 12 to 23 | 16879.5834 | 147.8652 | 21099.4792 | 184.8314 | 25319.3751 | 221.7977
Wastewater treatment plant (WWTP) | WWTP 13 | 623075 | 1024.0353 | 12 to 23 | 17203.7931 | 150.7052 | 21504.7413 | 188.3815 | 25805.6896 | 226.0578
Wastewater treatment plant (WWTP) | WWTP 12 | 641315 | 1054.0131 | 12 to 23 | 17707.4197 | 155.117 | 22134.2747 | 193.8962 | 26561.1296 | 232.6755
Wastewater treatment plant (WWTP) | WWTP 11 | 739260 | 1214.9875 | 12 to 23 | 20411.79 | 178.8073 | 25514.7375 | 223.5091 | 30617.685 | 268.2109
Wastewater treatment plant (WWTP) | WWTP 10 | 867244 | 1425.3316 | 12 to 23 | 23945.5704 | 209.7632 | 29931.9631 | 262.204 | 35918.3557 | 314.6448
Wastewater treatment plant (WWTP) | WWTP 9 | 867325 | 1425.4647 | 12 to 23 | 23947.8069 | 209.7828 | 29934.7587 | 262.2285 | 35921.7104 | 314.6742
Wastewater treatment plant (WWTP) | WWTP 8 | 901061 | 1480.9104 | 12 to 23 | 24879.2954 | 217.9426 | 31099.1192 | 272.4283 | 37318.9431 | 326.9139
Wastewater treatment plant (WWTP) | WWTP 7 | 977283 | 1606.1827 | 12 to 23 | 26983.8695 | 236.3787 | 33729.8369 | 295.4734 | 40475.8043 | 354.568
Wastewater treatment plant (WWTP) | WWTP 6 | 1003785 | 1649.7392 | 12 to 23 | 27715.6192 | 242.7888 | 34644.524 | 303.486 | 41573.4287 | 364.1832
Wastewater treatment plant (WWTP) | WWTP 5 | 1041110 | 1711.0836 | 12 to 23 | 28746.2039 | 251.8167 | 35932.7549 | 314.7709 | 43119.3058 | 377.7251
Wastewater treatment plant (WWTP) | WWTP 4 | 1766714 | 2903.6272 | 12 to 23 | 48780.9366 | 427.321 | 60976.1707 | 534.1513 | 73171.4048 | 640.9815
Wastewater treatment plant (WWTP) | WWTP 3 | 1890355 | 3106.8334 | 12 to 23 | 52194.8019 | 457.2265 | 65243.5024 | 571.5331 | 78292.2029 | 685.8397
Wastewater treatment plant (WWTP) | WWTP 2 | 1953428 | 3210.4951 | 12 to 23 | 53936.3176 | 472.4821 | 67420.3969 | 590.6027 | 80904.4763 | 708.7232
Wastewater treatment plant (WWTP) | WWTP 1 | 2986005 | 4907.5545 | 12 to 23 | 82446.9158 | 722.235 | 103058.6448 | 902.7937 | 123670.3738 | 1083.3525

## Underground Railways
Source type | Name | Source temperature (oC) | kW output (9K) | GWh annual heat capture (9K) | kW output (10K) | GWh annual heat capture (10K)
Underground Railways | Tyne and Wear (Newcastle) 1 | 11.5 to 21 | 550.8 | 4.825 | 612 | 5.3611
Underground Railways | Tyne and Wear (Newcastle) 2 | 11.5 to 21 | 550.8 | 4.825 | 612 | 5.3611
Underground Railways | Tyne and Wear (Newcastle) 3 | 11.5 to 21 | 550.8 | 4.825 | 612 | 5.3611
Underground Railways | Tyne and Wear (Newcastle) 4 | 11.5 to 21 | 550.8 | 4.825 | 612 | 5.3611
Underground Railways | Tyne and Wear (Newcastle) 5 | 11.5 to 21 | 550.8 | 4.825 | 612 | 5.3611
Underground Railways | Tyne and Wear (Newcastle) 6 | 11.5 to 21 | 550.8 | 4.825 | 612 | 5.3611
Underground Railways | Tyne and Wear (Newcastle) 7 | 11.5 to 21 | 550.8 | 4.825 | 612 | 5.3611
Underground Railways | Tyne and Wear (Newcastle) 8 | 11.5 to 21 | 550.8 | 4.825 | 612 | 5.3611
Underground Railways | Tyne and Wear (Newcastle) 9 | 11.5 to 21 | 550.8 | 4.825 | 612 | 5.3611
Underground Railways | Tyne and Wear (Newcastle) 10 | 11.5 to 21 | 550.8 | 4.825 | 612 | 5.3611
Underground Railways | London Underground 1 | 11 to 28 | 440.64 | 3.86 | 489.6 | 4.2889
Underground Railways | London Underground 2 | 11 to 28 | 440.64 | 3.86 | 489.6 | 4.2889
Underground Railways | London Underground 3 | 11 to 28 | 440.64 | 3.86 | 489.6 | 4.2889
Underground Railways | London Underground 4 | 11 to 28 | 440.64 | 3.86 | 489.6 | 4.2889
Underground Railways | London Underground 5 | 11 to 28 | 440.64 | 3.86 | 489.6 | 4.2889
Underground Railways | London Underground 6 | 11 to 28 | 440.64 | 3.86 | 489.6 | 4.2889
Underground Railways | London Underground 7 | 11 to 28 | 440.64 | 3.86 | 489.6 | 4.2889
Underground Railways | London Underground 8 | 11 to 28 | 440.64 | 3.86 | 489.6 | 4.2889
Underground Railways | London Underground 9 | 11 to 28 | 440.64 | 3.86 | 489.6 | 4.2889
Underground Railways | London Underground 10 | 11 to 28 | 440.64 | 3.86 | 489.6 | 4.2889
Underground Railways | London Underground 11 | 11 to 28 | 440.64 | 3.86 | 489.6 | 4.2889
Underground Railways | London Underground 12 | 11 to 28 | 440.64 | 3.86 | 489.6 | 4.2889
Underground Railways | London Underground 13 | 11 to 28 | 440.64 | 3.86 | 489.6 | 4.2889
Underground Railways | London Underground 14 | 11 to 28 | 440.64 | 3.86 | 489.6 | 4.2889
Underground Railways | London Underground 15 | 11 to 28 | 440.64 | 3.86 | 489.6 | 4.2889
Underground Railways | London Underground 16 | 11 to 28 | 440.64 | 3.86 | 489.6 | 4.2889
Underground Railways | London Underground 17 | 11 to 28 | 440.64 | 3.86 | 489.6 | 4.2889
Underground Railways | London Underground 18 | 11 to 28 | 440.64 | 3.86 | 489.6 | 4.2889
Underground Railways | London Underground 19 | 11 to 28 | 440.64 | 3.86 | 489.6 | 4.2889
Underground Railways | London Underground 20 | 11 to 28 | 440.64 | 3.86 | 489.6 | 4.2889
Underground Railways | London Underground 21 | 11 to 28 | 440.64 | 3.86 | 489.6 | 4.2889
Underground Railways | London Underground 22 | 11 to 28 | 440.64 | 3.86 | 489.6 | 4.2889
Underground Railways | London Underground 23 | 11 to 28 | 440.64 | 3.86 | 489.6 | 4.2889
Underground Railways | London Underground 24 | 11 to 28 | 440.64 | 3.86 | 489.6 | 4.2889
Underground Railways | London Underground 25 | 11 to 28 | 440.64 | 3.86 | 489.6 | 4.2889
Underground Railways | London Underground 26 | 11 to 28 | 440.64 | 3.86 | 489.6 | 4.2889
Underground Railways | London Underground 27 | 11 to 28 | 440.64 | 3.86 | 489.6 | 4.2889
Underground Railways | London Underground 28 | 11 to 28 | 440.64 | 3.86 | 489.6 | 4.2889
Underground Railways | London Underground 29 | 11 to 28 | 440.64 | 3.86 | 489.6 | 4.2889
Underground Railways | London Underground 30 | 11 to 28 | 440.64 | 3.86 | 489.6 | 4.2889
Underground Railways | London Underground 31 | 11 to 28 | 440.64 | 3.86 | 489.6 | 4.2889
Underground Railways | London Underground 32 | 11 to 28 | 440.64 | 3.86 | 489.6 | 4.2889
Underground Railways | London Underground 33 | 11 to 28 | 440.64 | 3.86 | 489.6 | 4.2889
Underground Railways | London Underground 34 | 11 to 28 | 440.64 | 3.86 | 489.6 | 4.2889
Underground Railways | London Underground 35 | 11 to 28 | 440.64 | 3.86 | 489.6 | 4.2889
Underground Railways | London Underground 36 | 11 to 28 | 440.64 | 3.86 | 489.6 | 4.2889
Underground Railways | London Underground 37 | 11 to 28 | 440.64 | 3.86 | 489.6 | 4.2889
Underground Railways | London Underground 38 | 11 to 28 | 440.64 | 3.86 | 489.6 | 4.2889
Underground Railways | London Underground 39 | 11 to 28 | 440.64 | 3.86 | 489.6 | 4.2889
Underground Railways | London Underground 40 | 11 to 28 | 440.64 | 3.86 | 489.6 | 4.2889
Underground Railways | London Underground 41 | 11 to 28 | 440.64 | 3.86 | 489.6 | 4.2889
Underground Railways | London Underground 42 | 11 to 28 | 440.64 | 3.86 | 489.6 | 4.2889
Underground Railways | London Underground 43 | 11 to 28 | 440.64 | 3.86 | 489.6 | 4.2889
Underground Railways | London Underground 44 | 11 to 28 | 440.64 | 3.86 | 489.6 | 4.2889
Underground Railways | London Underground 45 | 11 to 28 | 440.64 | 3.86 | 489.6 | 4.2889
Underground Railways | London Underground 46 | 11 to 28 | 440.64 | 3.86 | 489.6 | 4.2889
Underground Railways | London Underground 47 | 11 to 28 | 440.64 | 3.86 | 489.6 | 4.2889
Underground Railways | London Underground 48 | 11 to 28 | 440.64 | 3.86 | 489.6 | 4.2889
Underground Railways | London Underground 49 | 11 to 28 | 440.64 | 3.86 | 489.6 | 4.2889
Underground Railways | London Underground 50 | 11 to 28 | 440.64 | 3.86 | 489.6 | 4.2889
Underground Railways | London Underground 51 | 11 to 28 | 440.64 | 3.86 | 489.6 | 4.2889
Underground Railways | London Underground 52 | 11 to 28 | 440.64 | 3.86 | 489.6 | 4.2889
Underground Railways | London Underground 53 | 11 to 28 | 440.64 | 3.86 | 489.6 | 4.2889
Underground Railways | London Underground 54 | 11 to 28 | 440.64 | 3.86 | 489.6 | 4.2889
Underground Railways | London Underground 55 | 11 to 28 | 440.64 | 3.86 | 489.6 | 4.2889

## Data Centres
Source type | Name | Source temperature (oC) | Declared IT load (MW) | Estimated IT load (MW) | PUE | MW output | GWh annual heat capture
Data Centre | Data Centre 1 | 30-35 |  | 0.13 | 1.58 | 0.2054 | 1.7993
Data Centre | Data Centre 2 | 30-35 |  | 0.15 | 1.58 | 0.237 | 2.0761
Data Centre | Data Centre 3 | 30-35 |  | 0.16 | 1.58 | 0.2528 | 2.2145
Data Centre | Data Centre 4 | 30-35 |  | 0.17 | 1.58 | 0.2686 | 2.3529
Data Centre | Data Centre 5 | 30-35 |  | 0.21 | 1.58 | 0.3318 | 2.9066
Data Centre | Data Centre 6 | 30-35 |  | 0.23 | 1.58 | 0.3634 | 3.1834
Data Centre | Data Centre 7 | 30-35 |  | 0.3 | 1.3 | 0.39 | 3.4164
Data Centre | Data Centre 8 | 30-35 |  | 0.27 | 1.58 | 0.4266 | 3.737
Data Centre | Data Centre 9 | 30-35 |  | 0.42 | 1.2 | 0.504 | 4.415
Data Centre | Data Centre 10 | 30-35 |  | 0.33 | 1.58 | 0.5214 | 4.5675
Data Centre | Data Centre 11 | 30-35 |  | 0.36 | 1.58 | 0.5688 | 4.9827
Data Centre | Data Centre 12 | 30-35 |  | 0.39 | 1.58 | 0.6162 | 5.3979
Data Centre | Data Centre 13 | 30-35 |  | 0.48 | 1.3 | 0.624 | 5.4662
Data Centre | Data Centre 14 | 30-35 |  | 0.4 | 1.58 | 0.632 | 5.5363
Data Centre | Data Centre 15 | 30-35 |  | 0.41 | 1.58 | 0.6478 | 5.6747
Data Centre | Data Centre 16 | 30-35 |  | 0.41 | 1.58 | 0.6478 | 5.6747
Data Centre | Data Centre 17 | 30-35 |  | 0.43 | 1.58 | 0.6794 | 5.9515
Data Centre | Data Centre 18 | 30-35 |  | 0.44 | 1.58 | 0.6952 | 6.09
Data Centre | Data Centre 19 | 30-35 |  | 0.6 | 1.2 | 0.72 | 6.3072
Data Centre | Data Centre 20 | 30-35 |  | 0.46 | 1.58 | 0.7268 | 6.3668
Data Centre | Data Centre 21 | 30-35 |  | 0.48 | 1.58 | 0.7584 | 6.6436
Data Centre | Data Centre 22 | 30-35 |  | 0.64 | 1.2 | 0.768 | 6.7277
Data Centre | Data Centre 23 | 30-35 |  | 0.6 | 1.3 | 0.78 | 6.8328
Data Centre | Data Centre 24 | 30-35 |  | 0.5 | 1.58 | 0.79 | 6.9204
Data Centre | Data Centre 25 | 30-35 |  | 0.51 | 1.58 | 0.8058 | 7.0588
Data Centre | Data Centre 26 | 30-35 |  | 0.51 | 1.58 | 0.8058 | 7.0588
Data Centre | Data Centre 27 | 30-35 |  | 0.72 | 1.12 | 0.8064 | 7.0641
Data Centre | Data Centre 28 | 30-35 |  | 0.52 | 1.58 | 0.8216 | 7.1972
Data Centre | Data Centre 29 | 30-35 |  | 0.53 | 1.58 | 0.8374 | 7.3356
Data Centre | Data Centre 30 | 30-35 |  | 0.54 | 1.58 | 0.8532 | 7.474
Data Centre | Data Centre 31 | 30-35 |  | 0.72 | 1.2 | 0.864 | 7.5686
Data Centre | Data Centre 32 | 30-35 |  | 0.79 | 1.1 | 0.869 | 7.6124
Data Centre | Data Centre 33 | 30-35 |  | 0.57 | 1.58 | 0.9006 | 7.8893
Data Centre | Data Centre 34 | 30-35 |  | 0.6 | 1.58 | 0.948 | 8.3045
Data Centre | Data Centre 35 | 30-35 |  | 0.6 | 1.58 | 0.948 | 8.3045
Data Centre | Data Centre 36 | 30-35 |  | 0.61 | 1.58 | 0.9638 | 8.4429
Data Centre | Data Centre 37 | 30-35 |  | 0.63 | 1.58 | 0.9954 | 8.7197
Data Centre | Data Centre 38 | 30-35 |  | 0.72 | 1.4 | 1.008 | 8.8301
Data Centre | Data Centre 39 | 30-35 |  | 0.64 | 1.58 | 1.0112 | 8.8581
Data Centre | Data Centre 40 | 30-35 |  | 0.64 | 1.58 | 1.0112 | 8.8581
Data Centre | Data Centre 41 | 30-35 |  | 0.66 | 1.58 | 1.0428 | 9.1349
Data Centre | Data Centre 42 | 30-35 |  | 0.7 | 1.58 | 1.106 | 9.6886
Data Centre | Data Centre 43 | 30-35 | 1 |  | 1.14 | 1.14 | 9.9864
Data Centre | Data Centre 44 | 30-35 |  | 0.73 | 1.58 | 1.1534 | 10.1038
Data Centre | Data Centre 45 | 30-35 |  | 0.75 | 1.58 | 1.185 | 10.3806
Data Centre | Data Centre 46 | 30-35 |  | 0.75 | 1.58 | 1.185 | 10.3806
Data Centre | Data Centre 47 | 30-35 |  | 0.75 | 1.58 | 1.185 | 10.3806
Data Centre | Data Centre 48 | 30-35 |  | 0.77 | 1.58 | 1.2166 | 10.6574
Data Centre | Data Centre 49 | 30-35 |  | 0.8 | 1.58 | 1.264 | 11.0726
Data Centre | Data Centre 50 | 30-35 |  | 1.22 | 1.08 | 1.3176 | 11.5422
Data Centre | Data Centre 51 | 30-35 |  | 0.9 | 1.58 | 1.422 | 12.4567
Data Centre | Data Centre 52 | 30-35 |  | 0.9 | 1.58 | 1.422 | 12.4567
Data Centre | Data Centre 53 | 30-35 |  | 0.9 | 1.58 | 1.422 | 12.4567
Data Centre | Data Centre 54 | 30-35 |  | 0.96 | 1.5 | 1.44 | 12.6144
Data Centre | Data Centre 55 | 30-35 |  | 0.92 | 1.58 | 1.4536 | 12.7335
Data Centre | Data Centre 56 | 30-35 |  | 1.31 | 1.12 | 1.4672 | 12.8527
Data Centre | Data Centre 57 | 30-35 |  | 0.95 | 1.58 | 1.501 | 13.1488
Data Centre | Data Centre 58 | 30-35 |  | 0.96 | 1.58 | 1.5168 | 13.2872
Data Centre | Data Centre 59 | 30-35 |  | 0.96 | 1.58 | 1.5168 | 13.2872
Data Centre | Data Centre 60 | 30-35 |  | 0.96 | 1.58 | 1.5168 | 13.2872
Data Centre | Data Centre 61 | 30-35 |  | 0.96 | 1.58 | 1.5168 | 13.2872
Data Centre | Data Centre 62 | 30-35 | 1 |  | 1.58 | 1.58 | 13.8408
Data Centre | Data Centre 63 | 30-35 |  | 1 | 1.58 | 1.58 | 13.8408
Data Centre | Data Centre 64 | 30-35 |  | 1.01 | 1.58 | 1.5958 | 13.9792
Data Centre | Data Centre 65 | 30-35 |  | 1.01 | 1.58 | 1.5958 | 13.9792
Data Centre | Data Centre 66 | 30-35 | 1 |  | 1.6 | 1.6 | 14.016
Data Centre | Data Centre 67 | 30-35 |  | 1.06 | 1.58 | 1.6748 | 14.6712
Data Centre | Data Centre 68 | 30-35 |  | 1.07 | 1.58 | 1.6906 | 14.8097
Data Centre | Data Centre 69 | 30-35 |  | 1.07 | 1.58 | 1.6906 | 14.8097
Data Centre | Data Centre 70 | 30-35 |  | 1.31 | 1.3 | 1.703 | 14.9183
Data Centre | Data Centre 71 | 30-35 |  | 1.31 | 1.3 | 1.703 | 14.9183
Data Centre | Data Centre 72 | 30-35 |  | 1.15 | 1.58 | 1.817 | 15.9169
Data Centre | Data Centre 73 | 30-35 |  | 1.17 | 1.58 | 1.8486 | 16.1937
Data Centre | Data Centre 74 | 30-35 |  | 1.18 | 1.58 | 1.8644 | 16.3321
Data Centre | Data Centre 75 | 30-35 |  | 1.19 | 1.58 | 1.8802 | 16.4706
Data Centre | Data Centre 76 | 30-35 |  | 1.19 | 1.58 | 1.8802 | 16.4706
Data Centre | Data Centre 77 | 30-35 |  | 1.19 | 1.58 | 1.8802 | 16.4706
Data Centre | Data Centre 78 | 30-35 |  | 1.19 | 1.58 | 1.8802 | 16.4706
Data Centre | Data Centre 79 | 30-35 |  | 1.19 | 1.58 | 1.8802 | 16.4706
Data Centre | Data Centre 80 | 30-35 |  | 1.19 | 1.58 | 1.8802 | 16.4706
Data Centre | Data Centre 81 | 30-35 |  | 1.27 | 1.58 | 2.0066 | 17.5778
Data Centre | Data Centre 82 | 30-35 |  | 1.29 | 1.58 | 2.0382 | 17.8546
Data Centre | Data Centre 83 | 30-35 |  | 1.31 | 1.58 | 2.0698 | 18.1314
Data Centre | Data Centre 84 | 30-35 |  | 1.31 | 1.58 | 2.0698 | 18.1314
Data Centre | Data Centre 85 | 30-35 |  | 1.31 | 1.58 | 2.0698 | 18.1314
Data Centre | Data Centre 86 | 30-35 |  | 1.4 | 1.5 | 2.1 | 18.396
Data Centre | Data Centre 87 | 30-35 |  | 1.33 | 1.58 | 2.1014 | 18.4083
Data Centre | Data Centre 88 | 30-35 |  | 1.33 | 1.58 | 2.1014 | 18.4083
Data Centre | Data Centre 89 | 30-35 |  | 1.34 | 1.58 | 2.1172 | 18.5467
Data Centre | Data Centre 90 | 30-35 | 1.8 |  | 1.2 | 2.16 | 18.9216
Data Centre | Data Centre 91 | 30-35 | 1.8 |  | 1.2 | 2.16 | 18.9216
Data Centre | Data Centre 92 | 30-35 |  | 1.4 | 1.58 | 2.212 | 19.3771
Data Centre | Data Centre 93 | 30-35 |  | 1.43 | 1.58 | 2.2594 | 19.7923
Data Centre | Data Centre 94 | 30-35 | 1.5 |  | 1.58 | 2.37 | 20.7612
Data Centre | Data Centre 95 | 30-35 |  | 1.51 | 1.58 | 2.3858 | 20.8996
Data Centre | Data Centre 96 | 30-35 | 2 |  | 1.2 | 2.4 | 21.024
Data Centre | Data Centre 97 | 30-35 |  | 1.54 | 1.58 | 2.4332 | 21.3148
Data Centre | Data Centre 98 | 30-35 |  | 1.59 | 1.58 | 2.5122 | 22.0069
Data Centre | Data Centre 99 | 30-35 | 1.6 |  | 1.58 | 2.528 | 22.1453
Data Centre | Data Centre 100 | 30-35 |  | 1.67 | 1.58 | 2.6386 | 23.1141
Data Centre | Data Centre 101 | 30-35 |  | 1.69 | 1.58 | 2.6702 | 23.391
Data Centre | Data Centre 102 | 30-35 |  | 1.69 | 1.58 | 2.6702 | 23.391
Data Centre | Data Centre 103 | 30-35 |  | 1.73 | 1.58 | 2.7334 | 23.9446
Data Centre | Data Centre 104 | 30-35 |  | 1.73 | 1.58 | 2.7334 | 23.9446
Data Centre | Data Centre 105 | 30-35 |  | 1.75 | 1.58 | 2.765 | 24.2214
Data Centre | Data Centre 106 | 30-35 |  | 1.79 | 1.58 | 2.8282 | 24.775
Data Centre | Data Centre 107 | 30-35 |  | 1.79 | 1.58 | 2.8282 | 24.775
Data Centre | Data Centre 108 | 30-35 |  | 1.79 | 1.58 | 2.8282 | 24.775
Data Centre | Data Centre 109 | 30-35 |  | 1.8 | 1.58 | 2.844 | 24.9134
Data Centre | Data Centre 110 | 30-35 |  | 1.8 | 1.58 | 2.844 | 24.9134
Data Centre | Data Centre 111 | 30-35 |  | 1.81 | 1.58 | 2.8598 | 25.0518
Data Centre | Data Centre 112 | 30-35 |  | 1.85 | 1.58 | 2.923 | 25.6055
Data Centre | Data Centre 113 | 30-35 |  | 1.93 | 1.58 | 3.0494 | 26.7127
Data Centre | Data Centre 114 | 30-35 |  | 1.93 | 1.58 | 3.0494 | 26.7127
Data Centre | Data Centre 115 | 30-35 |  | 1.93 | 1.58 | 3.0494 | 26.7127
Data Centre | Data Centre 116 | 30-35 |  | 1.94 | 1.58 | 3.0652 | 26.8512
Data Centre | Data Centre 117 | 30-35 |  | 1.95 | 1.58 | 3.081 | 26.9896
Data Centre | Data Centre 118 | 30-35 |  | 2.63 | 1.18 | 3.1034 | 27.1858
Data Centre | Data Centre 119 | 30-35 |  | 1.97 | 1.58 | 3.1126 | 27.2664
Data Centre | Data Centre 120 | 30-35 |  | 2.08 | 1.5 | 3.12 | 27.3312
Data Centre | Data Centre 121 | 30-35 | 2 |  | 1.58 | 3.16 | 27.6816
Data Centre | Data Centre 122 | 30-35 | 2.7 |  | 1.2 | 3.24 | 28.3824
Data Centre | Data Centre 123 | 30-35 |  | 2.09 | 1.58 | 3.3022 | 28.9273
Data Centre | Data Centre 124 | 30-35 |  | 2.09 | 1.58 | 3.3022 | 28.9273
Data Centre | Data Centre 125 | 30-35 |  | 2.11 | 1.58 | 3.3338 | 29.2041
Data Centre | Data Centre 126 | 30-35 |  | 2.11 | 1.58 | 3.3338 | 29.2041
Data Centre | Data Centre 127 | 30-35 |  | 2.57 | 1.3 | 3.341 | 29.2672
Data Centre | Data Centre 128 | 30-35 |  | 3.1 | 1.1 | 3.41 | 29.8716
Data Centre | Data Centre 129 | 30-35 |  | 2.28 | 1.58 | 3.6024 | 31.557
Data Centre | Data Centre 130 | 30-35 |  | 2.28 | 1.58 | 3.6024 | 31.557
Data Centre | Data Centre 131 | 30-35 |  | 2.32 | 1.58 | 3.6656 | 32.1107
Data Centre | Data Centre 132 | 30-35 |  | 2.37 | 1.58 | 3.7446 | 32.8027
Data Centre | Data Centre 133 | 30-35 |  | 2.39 | 1.58 | 3.7762 | 33.0795
Data Centre | Data Centre 134 | 30-35 |  | 2.39 | 1.58 | 3.7762 | 33.0795
Data Centre | Data Centre 135 | 30-35 |  | 2.42 | 1.58 | 3.8236 | 33.4947
Data Centre | Data Centre 136 | 30-35 |  | 2.43 | 1.58 | 3.8394 | 33.6331
Data Centre | Data Centre 137 | 30-35 |  | 2.75 | 1.4 | 3.85 | 33.726
Data Centre | Data Centre 138 | 30-35 |  | 2.77 | 1.4 | 3.878 | 33.9713
Data Centre | Data Centre 139 | 30-35 |  | 2.48 | 1.58 | 3.9184 | 34.3252
Data Centre | Data Centre 140 | 30-35 |  | 2.51 | 1.58 | 3.9658 | 34.7404
Data Centre | Data Centre 141 | 30-35 |  | 2.53 | 1.58 | 3.9974 | 35.0172
Data Centre | Data Centre 142 | 30-35 |  | 2.59 | 1.58 | 4.0922 | 35.8477
Data Centre | Data Centre 143 | 30-35 |  | 2.61 | 1.58 | 4.1238 | 36.1245
Data Centre | Data Centre 144 | 30-35 |  | 2.62 | 1.58 | 4.1396 | 36.2629
Data Centre | Data Centre 145 | 30-35 |  | 2.63 | 1.58 | 4.1554 | 36.4013
Data Centre | Data Centre 146 | 30-35 |  | 2.74 | 1.58 | 4.3292 | 37.9238
Data Centre | Data Centre 147 | 30-35 |  | 2.78 | 1.58 | 4.3924 | 38.4774
Data Centre | Data Centre 148 | 30-35 |  | 2.79 | 1.58 | 4.4082 | 38.6158
Data Centre | Data Centre 149 | 30-35 | 2.86 |  | 1.56 | 4.4616 | 39.0836
Data Centre | Data Centre 150 | 30-35 |  | 2.85 | 1.58 | 4.503 | 39.4463
Data Centre | Data Centre 151 | 30-35 |  | 2.87 | 1.58 | 4.5346 | 39.7231
Data Centre | Data Centre 152 | 30-35 |  | 2.87 | 1.58 | 4.5346 | 39.7231
Data Centre | Data Centre 153 | 30-35 |  | 2.96 | 1.58 | 4.6768 | 40.9688
Data Centre | Data Centre 154 | 30-35 |  | 2.96 | 1.58 | 4.6768 | 40.9688
Data Centre | Data Centre 155 | 30-35 |  | 2.98 | 1.58 | 4.7084 | 41.2456
Data Centre | Data Centre 156 | 30-35 |  | 2.99 | 1.58 | 4.7242 | 41.384
Data Centre | Data Centre 157 | 30-35 | 3 |  | 1.58 | 4.74 | 41.5224
Data Centre | Data Centre 158 | 30-35 | 3 |  | 1.58 | 4.74 | 41.5224
Data Centre | Data Centre 159 | 30-35 |  | 4.09 | 1.18 | 4.8262 | 42.2775
Data Centre | Data Centre 160 | 30-35 |  | 3.06 | 1.58 | 4.8348 | 42.3528
Data Centre | Data Centre 161 | 30-35 |  | 4.18 | 1.16 | 4.8488 | 42.4755
Data Centre | Data Centre 162 | 30-35 |  | 3.1 | 1.58 | 4.898 | 42.9065
Data Centre | Data Centre 163 | 30-35 |  | 3.21 | 1.58 | 5.0718 | 44.429
Data Centre | Data Centre 164 | 30-35 |  | 3.22 | 1.58 | 5.0876 | 44.5674
Data Centre | Data Centre 165 | 30-35 |  | 3.86 | 1.35 | 5.211 | 45.6484
Data Centre | Data Centre 166 | 30-35 |  | 3.44 | 1.58 | 5.4352 | 47.6124
Data Centre | Data Centre 167 | 30-35 |  | 3.46 | 1.58 | 5.4668 | 47.8892
Data Centre | Data Centre 168 | 30-35 |  | 3.46 | 1.58 | 5.4668 | 47.8892
Data Centre | Data Centre 169 | 30-35 |  | 3.47 | 1.58 | 5.4826 | 48.0276
Data Centre | Data Centre 170 | 30-35 |  | 3.74 | 1.5 | 5.61 | 49.1436
Data Centre | Data Centre 171 | 30-35 |  | 3.58 | 1.58 | 5.6564 | 49.5501
Data Centre | Data Centre 172 | 30-35 |  | 3.6 | 1.58 | 5.688 | 49.8269
Data Centre | Data Centre 173 | 30-35 |  | 3.74 | 1.58 | 5.9092 | 51.7646
Data Centre | Data Centre 174 | 30-35 |  | 3.8 | 1.58 | 6.004 | 52.595
Data Centre | Data Centre 175 | 30-35 |  | 3.86 | 1.58 | 6.0988 | 53.4255
Data Centre | Data Centre 176 | 30-35 |  | 3.86 | 1.58 | 6.0988 | 53.4255
Data Centre | Data Centre 177 | 30-35 | 4 |  | 1.58 | 6.32 | 55.3632
Data Centre | Data Centre 178 | 30-35 | 4 |  | 1.58 | 6.32 | 55.3632
Data Centre | Data Centre 179 | 30-35 |  | 4.16 | 1.58 | 6.5728 | 57.5777
Data Centre | Data Centre 180 | 30-35 |  | 4.16 | 1.58 | 6.5728 | 57.5777
Data Centre | Data Centre 181 | 30-35 |  | 5.26 | 1.25 | 6.575 | 57.597
Data Centre | Data Centre 182 | 30-35 |  | 4.37 | 1.58 | 6.9046 | 60.4843
Data Centre | Data Centre 183 | 30-35 | 5.8 |  | 1.2 | 6.96 | 60.9696
Data Centre | Data Centre 184 | 30-35 |  | 4.42 | 1.58 | 6.9836 | 61.1763
Data Centre | Data Centre 185 | 30-35 |  | 4.5 | 1.58 | 7.11 | 62.2836
Data Centre | Data Centre 186 | 30-35 |  | 4.74 | 1.58 | 7.4892 | 65.6054
Data Centre | Data Centre 187 | 30-35 |  | 4.76 | 1.58 | 7.5208 | 65.8822
Data Centre | Data Centre 188 | 30-35 |  | 5.02 | 1.58 | 7.9316 | 69.4808
Data Centre | Data Centre 189 | 30-35 |  | 5.14 | 1.58 | 8.1212 | 71.1417
Data Centre | Data Centre 190 | 30-35 |  | 5.34 | 1.53 | 8.1702 | 71.571
Data Centre | Data Centre 191 | 30-35 |  | 7.07 | 1.16 | 8.2012 | 71.8425
Data Centre | Data Centre 192 | 30-35 |  | 5.21 | 1.58 | 8.2318 | 72.1106
Data Centre | Data Centre 193 | 30-35 |  | 5.53 | 1.58 | 8.7374 | 76.5396
Data Centre | Data Centre 194 | 30-35 |  | 5.61 | 1.58 | 8.8638 | 77.6469
Data Centre | Data Centre 195 | 30-35 |  | 5.74 | 1.58 | 9.0692 | 79.4462
Data Centre | Data Centre 196 | 30-35 |  | 7.8 | 1.2 | 9.36 | 81.9936
Data Centre | Data Centre 197 | 30-35 |  | 5.97 | 1.58 | 9.4326 | 82.6296
Data Centre | Data Centre 198 | 30-35 |  | 5.97 | 1.58 | 9.4326 | 82.6296
Data Centre | Data Centre 199 | 30-35 | 6 |  | 1.58 | 9.48 | 83.0448
Data Centre | Data Centre 200 | 30-35 |  | 6.26 | 1.58 | 9.8908 | 86.6434
Data Centre | Data Centre 201 | 30-35 |  | 6.33 | 1.58 | 10.0014 | 87.6123
Data Centre | Data Centre 202 | 30-35 |  | 6.35 | 1.58 | 10.033 | 87.8891
Data Centre | Data Centre 203 | 30-35 |  | 6.43 | 1.58 | 10.1594 | 88.9963
Data Centre | Data Centre 204 | 30-35 |  | 6.5 | 1.58 | 10.27 | 89.9652
Data Centre | Data Centre 205 | 30-35 |  | 6.51 | 1.58 | 10.2858 | 90.1036
Data Centre | Data Centre 206 | 30-35 |  | 6.59 | 1.58 | 10.4122 | 91.2109
Data Centre | Data Centre 207 | 30-35 |  | 6.62 | 1.58 | 10.4596 | 91.6261
Data Centre | Data Centre 208 | 30-35 |  | 6.84 | 1.58 | 10.8072 | 94.6711
Data Centre | Data Centre 209 | 30-35 |  | 7.16 | 1.58 | 11.3128 | 99.1001
Data Centre | Data Centre 210 | 30-35 |  | 7.17 | 1.58 | 11.3286 | 99.2385
Data Centre | Data Centre 211 | 30-35 |  | 7.2 | 1.58 | 11.376 | 99.6538
Data Centre | Data Centre 212 | 30-35 |  | 7.47 | 1.58 | 11.8026 | 103.3908
Data Centre | Data Centre 213 | 30-35 |  | 7.76 | 1.58 | 12.2608 | 107.4046
Data Centre | Data Centre 214 | 30-35 |  | 7.88 | 1.58 | 12.4504 | 109.0655
Data Centre | Data Centre 215 | 30-35 | 8 |  | 1.58 | 12.64 | 110.7264
Data Centre | Data Centre 216 | 30-35 |  | 8.03 | 1.58 | 12.6874 | 111.1416
Data Centre | Data Centre 217 | 30-35 |  | 8.36 | 1.58 | 13.2088 | 115.7091
Data Centre | Data Centre 218 | 30-35 |  | 8.61 | 1.58 | 13.6038 | 119.1693
Data Centre | Data Centre 219 | 30-35 |  | 10.8 | 1.3 | 14.04 | 122.9904
Data Centre | Data Centre 220 | 30-35 | 9 |  | 1.58 | 14.22 | 124.5672
Data Centre | Data Centre 221 | 30-35 | 9 |  | 1.58 | 14.22 | 124.5672
Data Centre | Data Centre 222 | 30-35 |  | 12.49 | 1.16 | 14.4884 | 126.9184
Data Centre | Data Centre 223 | 30-35 | 9.3 |  | 1.58 | 14.694 | 128.7194
Data Centre | Data Centre 224 | 30-35 |  | 13.27 | 1.13 | 14.9951 | 131.3571
Data Centre | Data Centre 225 | 30-35 |  | 9.56 | 1.58 | 15.1048 | 132.318
Data Centre | Data Centre 226 | 30-35 |  | 9.79 | 1.58 | 15.4682 | 135.5014
Data Centre | Data Centre 227 | 30-35 |  | 12.86 | 1.25 | 16.075 | 140.817
Data Centre | Data Centre 228 | 30-35 |  | 10.25 | 1.58 | 16.195 | 141.8682
Data Centre | Data Centre 229 | 30-35 |  | 10.29 | 1.58 | 16.2582 | 142.4218
Data Centre | Data Centre 230 | 30-35 |  | 10.56 | 1.58 | 16.6848 | 146.1588
Data Centre | Data Centre 231 | 30-35 |  | 11.19 | 1.58 | 17.6802 | 154.8786
Data Centre | Data Centre 232 | 30-35 |  | 11.71 | 1.58 | 18.5018 | 162.0758
Data Centre | Data Centre 233 | 30-35 |  | 11.85 | 1.58 | 18.723 | 164.0135
Data Centre | Data Centre 234 | 30-35 |  | 12.07 | 1.58 | 19.0706 | 167.0585
Data Centre | Data Centre 235 | 30-35 |  | 12.14 | 1.58 | 19.1812 | 168.0273
Data Centre | Data Centre 236 | 30-35 | 12.5 |  | 1.58 | 19.75 | 173.01
Data Centre | Data Centre 237 | 30-35 |  | 12.85 | 1.58 | 20.303 | 177.8543
Data Centre | Data Centre 238 | 30-35 |  | 13.64 | 1.58 | 21.5512 | 188.7885
Data Centre | Data Centre 239 | 30-35 | 13.92 |  | 1.58 | 21.9936 | 192.6639
Data Centre | Data Centre 240 | 30-35 |  | 19.11 | 1.2 | 22.932 | 200.8843
Data Centre | Data Centre 241 | 30-35 | 20 |  | 1.15 | 23 | 201.48
Data Centre | Data Centre 242 | 30-35 |  | 14.61 | 1.58 | 23.0838 | 202.2141
Data Centre | Data Centre 243 | 30-35 |  | 15.01 | 1.58 | 23.7158 | 207.7504
Data Centre | Data Centre 244 | 30-35 |  | 15.52 | 1.58 | 24.5216 | 214.8092
Data Centre | Data Centre 245 | 30-35 |  | 15.7 | 1.58 | 24.806 | 217.3006
Data Centre | Data Centre 246 | 30-35 |  | 22.12 | 1.13 | 24.9956 | 218.9615
Data Centre | Data Centre 247 | 30-35 |  | 22.12 | 1.13 | 24.9956 | 218.9615
Data Centre | Data Centre 248 | 30-35 |  | 22.12 | 1.13 | 24.9956 | 218.9615
Data Centre | Data Centre 249 | 30-35 |  | 22.12 | 1.13 | 24.9956 | 218.9615
Data Centre | Data Centre 250 | 30-35 |  | 15.89 | 1.58 | 25.1062 | 219.9303
Data Centre | Data Centre 251 | 30-35 |  | 16.42 | 1.53 | 25.1226 | 220.074
Data Centre | Data Centre 252 | 30-35 | 18 |  | 1.58 | 28.44 | 249.1344
Data Centre | Data Centre 253 | 30-35 | 18 |  | 1.58 | 28.44 | 249.1344
Data Centre | Data Centre 254 | 30-35 |  | 19.56 | 1.58 | 30.9048 | 270.726
Data Centre | Data Centre 255 | 30-35 |  | 20.57 | 1.58 | 32.5006 | 284.7053
Data Centre | Data Centre 256 | 30-35 |  | 30.11 | 1.2 | 36.132 | 316.5163
Data Centre | Data Centre 257 | 30-35 |  | 23.89 | 1.58 | 37.7462 | 330.6567
Data Centre | Data Centre 258 | 30-35 |  | 24.43 | 1.58 | 38.5994 | 338.1307
Data Centre | Data Centre 259 | 30-35 |  | 33.87 | 1.35 | 45.7245 | 400.5466
Data Centre | Data Centre 260 | 30-35 |  | 53.75 | 1 | 53.75 | 470.85
Data Centre | Data Centre 261 | 30-35 |  | 84.02 | 1.2 | 100.824 | 883.2182

## Cold Stores
Source type | Name | Source temperature (oC) | Volme (m3) | Average power (kW) | Average power for cold store (kW) | Average heat output (kW) | Peak heat output (kW) | GWh annual heat capture | Data not available?
Cold store | Cold Store 1 | 75% at 15-30°C (condenser); 25% at 60-90°C (desuperheating and oil cooling) | 3600 | 20.6301 | 12.3781 | 30.9452 | 38.3721 | 0.27108 | 0
Cold store | Cold Store 2 | 75% at 15-30°C (condenser); 25% at 60-90°C (desuperheating and oil cooling) | 3640 | 27.5078 | 16.5047 | 41.2616 | 51.1644 | 0.36145 | 0
Cold store | Cold Store 3 | 75% at 15-30°C (condenser); 25% at 60-90°C (desuperheating and oil cooling) | 5040 | 28.8822 | 17.3293 | 43.3233 | 53.7209 | 0.37951 | 0
Cold store | Cold Store 4 | 75% at 15-30°C (condenser); 25% at 60-90°C (desuperheating and oil cooling) | 4200 | 31.7397 | 19.0438 | 47.6096 | 59.0359 | 0.41706 | 0
Cold store | Cold Store 5 | 75% at 15-30°C (condenser); 25% at 60-90°C (desuperheating and oil cooling) | 5616 | 32.183 | 19.3098 | 48.2745 | 59.8604 | 0.42288 | 0
Cold store | Cold Store 6 | 75% at 15-30°C (condenser); 25% at 60-90°C (desuperheating and oil cooling) | 4620 | 34.9137 | 20.9482 | 52.3705 | 64.9395 | 0.45877 | 0
Cold store | Cold Store 7 | 75% at 15-30°C (condenser); 25% at 60-90°C (desuperheating and oil cooling) | 5160 | 38.9945 | 23.3967 | 58.4918 | 72.5298 | 0.51239 | 0
Cold store | Cold Store 8 | 75% at 15-30°C (condenser); 25% at 60-90°C (desuperheating and oil cooling) | 7200 | 41.2603 | 24.7562 | 61.8904 | 76.7441 | 0.54216 | 0
Cold store | Cold Store 9 | 75% at 15-30°C (condenser); 25% at 60-90°C (desuperheating and oil cooling) | 7933.5 | 59.9541 | 35.9724 | 89.9311 | 111.5146 | 0.7878 | 0
Cold store | Cold Store 10 | 75% at 15-30°C (condenser); 25% at 60-90°C (desuperheating and oil cooling) | 8178 | 61.8018 | 37.0811 | 92.7027 | 114.9513 | 0.81208 | 0
Cold store | Cold Store 11 | 75% at 15-30°C (condenser); 25% at 60-90°C (desuperheating and oil cooling) | 8500 | 64.2352 | 38.5411 | 96.3527 | 119.4774 | 0.84405 | 0
Cold store | Cold Store 12 | 75% at 15-30°C (condenser); 25% at 60-90°C (desuperheating and oil cooling) | 8500 | 64.2352 | 38.5411 | 96.3527 | 119.4774 | 0.84405 | 0
Cold store | Cold Store 13 | 75% at 15-30°C (condenser); 25% at 60-90°C (desuperheating and oil cooling) | 11960 | 68.5379 | 41.1227 | 102.8068 | 127.4805 | 0.90059 | 0
Cold store | Cold Store 14 | 75% at 15-30°C (condenser); 25% at 60-90°C (desuperheating and oil cooling) | 12528 | 71.7929 | 43.0757 | 107.6893 | 133.5348 | 0.94336 | 0
Cold store | Cold Store 15 | 75% at 15-30°C (condenser); 25% at 60-90°C (desuperheating and oil cooling) | 9787.5 | 73.9649 | 44.3789 | 110.9473 | 137.5747 | 0.9719 | 0
Cold store | Cold Store 16 | 75% at 15-30°C (condenser); 25% at 60-90°C (desuperheating and oil cooling) | 10070 | 76.0998 | 45.6599 | 114.1497 | 141.5456 | 0.99995 | 0
Cold store | Cold Store 17 | 75% at 15-30°C (condenser); 25% at 60-90°C (desuperheating and oil cooling) | 14208 | 81.4203 | 48.8522 | 122.1304 | 151.4417 | 1.0699 | 0
Cold store | Cold Store 18 | 75% at 15-30°C (condenser); 25% at 60-90°C (desuperheating and oil cooling) | 14440 | 82.7498 | 49.6499 | 124.1247 | 153.9146 | 1.0873 | 0
Cold store | Cold Store 19 | 75% at 15-30°C (condenser); 25% at 60-90°C (desuperheating and oil cooling) | 12000 | 90.6849 | 54.411 | 136.0274 | 168.674 | 1.1916 | 0
Cold store | Cold Store 20 | 75% at 15-30°C (condenser); 25% at 60-90°C (desuperheating and oil cooling) | 12427.5 | 93.9156 | 56.3493 | 140.8734 | 174.683 | 1.2341 | 0
Cold store | Cold Store 21 | 75% at 15-30°C (condenser); 25% at 60-90°C (desuperheating and oil cooling) | 12474 | 94.267 | 56.5602 | 141.4005 | 175.3366 | 1.2387 | 0
Cold store | Cold Store 22 | 75% at 15-30°C (condenser); 25% at 60-90°C (desuperheating and oil cooling) | 13188 | 99.6627 | 59.7976 | 149.4941 | 185.3727 | 1.3096 | 0
Cold store | Cold Store 23 | 75% at 15-30°C (condenser); 25% at 60-90°C (desuperheating and oil cooling) | 13566 | 102.5193 | 61.5116 | 153.779 | 190.6859 | 1.3471 | 0
Cold store | Cold Store 24 | 75% at 15-30°C (condenser); 25% at 60-90°C (desuperheating and oil cooling) | 13680 | 103.3808 | 62.0285 | 155.0712 | 192.2883 | 1.3584 | 0
Cold store | Cold Store 25 | 75% at 15-30°C (condenser); 25% at 60-90°C (desuperheating and oil cooling) | 18630 | 106.761 | 64.0566 | 160.1414 | 198.5754 | 1.4028 | 0
Cold store | Cold Store 26 | 75% at 15-30°C (condenser); 25% at 60-90°C (desuperheating and oil cooling) | 14960 | 113.0539 | 67.8323 | 169.5808 | 210.2802 | 1.4855 | 0
Cold store | Cold Store 27 | 75% at 15-30°C (condenser); 25% at 60-90°C (desuperheating and oil cooling) | 15192 | 114.8071 | 68.8843 | 172.2107 | 213.5412 | 1.5086 | 0
Cold store | Cold Store 28 | 75% at 15-30°C (condenser); 25% at 60-90°C (desuperheating and oil cooling) | 15970 | 120.6865 | 72.4119 | 181.0298 | 224.4769 | 1.5858 | 0
Cold store | Cold Store 29 | 75% at 15-30°C (condenser); 25% at 60-90°C (desuperheating and oil cooling) | 16200 | 122.4247 | 73.4548 | 183.637 | 227.7099 | 1.6087 | 0
Cold store | Cold Store 30 | 75% at 15-30°C (condenser); 25% at 60-90°C (desuperheating and oil cooling) | 21531 | 123.3854 | 74.0312 | 185.0781 | 229.4969 | 1.6213 | 0
Cold store | Cold Store 31 | 75% at 15-30°C (condenser); 25% at 60-90°C (desuperheating and oil cooling) | 22176 | 127.0816 | 76.249 | 190.6225 | 236.3719 | 1.6699 | 0
Cold store | Cold Store 32 | 75% at 15-30°C (condenser); 25% at 60-90°C (desuperheating and oil cooling) | 17040 | 128.7726 | 77.2636 | 193.1589 | 239.517 | 1.6921 | 0
Cold store | Cold Store 33 | 75% at 15-30°C (condenser); 25% at 60-90°C (desuperheating and oil cooling) | 17316 | 130.8584 | 78.515 | 196.2875 | 243.3965 | 1.7195 | 0
Cold store | Cold Store 34 | 75% at 15-30°C (condenser); 25% at 60-90°C (desuperheating and oil cooling) | 17556 | 132.6721 | 79.6032 | 199.0081 | 246.77 | 1.7433 | 0
Cold store | Cold Store 35 | 75% at 15-30°C (condenser); 25% at 60-90°C (desuperheating and oil cooling) | 23496.25 | 134.6475 | 80.7885 | 201.9712 | 250.4443 | 1.7693 | 0
Cold store | Cold Store 36 | 75% at 15-30°C (condenser); 25% at 60-90°C (desuperheating and oil cooling) | 23970 | 137.3623 | 82.4174 | 206.0435 | 255.4939 | 1.8049 | 0
Cold store | Cold Store 37 | 75% at 15-30°C (condenser); 25% at 60-90°C (desuperheating and oil cooling) | 18550 | 140.1838 | 84.1103 | 210.2757 | 260.7418 | 1.842 | 0
Cold store | Cold Store 38 | 75% at 15-30°C (condenser); 25% at 60-90°C (desuperheating and oil cooling) | 18920 | 142.9799 | 85.7879 | 214.4699 | 265.9426 | 1.8788 | 0
Cold store | Cold Store 39 | 75% at 15-30°C (condenser); 25% at 60-90°C (desuperheating and oil cooling) | 25080 | 143.7233 | 86.234 | 215.5849 | 267.3253 | 1.8885 | 0
Cold store | Cold Store 40 | 75% at 15-30°C (condenser); 25% at 60-90°C (desuperheating and oil cooling) | 19710 | 148.95 | 89.37 | 223.425 | 277.047 | 1.9572 | 0
Cold store | Cold Store 41 | 75% at 15-30°C (condenser); 25% at 60-90°C (desuperheating and oil cooling) | 19974 | 150.9451 | 90.567 | 226.4176 | 280.7578 | 1.9834 | 0
Cold store | Cold Store 42 | 75% at 15-30°C (condenser); 25% at 60-90°C (desuperheating and oil cooling) | 20240 | 152.9553 | 91.7732 | 229.4329 | 284.4968 | 2.0098 | 0
Cold store | Cold Store 43 | 75% at 15-30°C (condenser); 25% at 60-90°C (desuperheating and oil cooling) | 20336 | 153.6807 | 92.2084 | 230.5211 | 285.8462 | 2.0194 | 0
Cold store | Cold Store 44 | 75% at 15-30°C (condenser); 25% at 60-90°C (desuperheating and oil cooling) | 21240 | 160.5123 | 96.3074 | 240.7685 | 298.5529 | 2.1091 | 0
Cold store | Cold Store 45 | 75% at 15-30°C (condenser); 25% at 60-90°C (desuperheating and oil cooling) | 28224 | 161.7403 | 97.0442 | 242.6104 | 300.8369 | 2.1253 | 0
Cold store | Cold Store 46 | 75% at 15-30°C (condenser); 25% at 60-90°C (desuperheating and oil cooling) | 28800 | 165.0411 | 99.0247 | 247.5616 | 306.9764 | 2.1686 | 0
Cold store | Cold Store 47 | 75% at 15-30°C (condenser); 25% at 60-90°C (desuperheating and oil cooling) | 23744 | 179.4353 | 107.6612 | 269.1529 | 333.7496 | 2.3578 | 0
Cold store | Cold Store 48 | 75% at 15-30°C (condenser); 25% at 60-90°C (desuperheating and oil cooling) | 24216 | 183.0022 | 109.8013 | 274.5033 | 340.3841 | 2.4046 | 0
Cold store | Cold Store 49 | 75% at 15-30°C (condenser); 25% at 60-90°C (desuperheating and oil cooling) | 24264 | 183.3649 | 110.019 | 275.0474 | 341.0588 | 2.4094 | 0
Cold store | Cold Store 50 | 75% at 15-30°C (condenser); 25% at 60-90°C (desuperheating and oil cooling) | 24816 | 187.5364 | 112.5219 | 281.3047 | 348.8178 | 2.4642 | 0
Cold store | Cold Store 51 | 75% at 15-30°C (condenser); 25% at 60-90°C (desuperheating and oil cooling) | 25200 | 190.4384 | 114.263 | 285.6575 | 354.2153 | 2.5024 | 0
Cold store | Cold Store 52 | 75% at 15-30°C (condenser); 25% at 60-90°C (desuperheating and oil cooling) | 33340 | 191.058 | 114.6348 | 286.587 | 355.3679 | 2.5105 | 0
Cold store | Cold Store 53 | 75% at 15-30°C (condenser); 25% at 60-90°C (desuperheating and oil cooling) | 26142 | 197.5571 | 118.5343 | 296.3357 | 367.4562 | 2.5959 | 0
Cold store | Cold Store 54 | 75% at 15-30°C (condenser); 25% at 60-90°C (desuperheating and oil cooling) | 36288 | 207.9518 | 124.7711 | 311.9277 | 386.7903 | 2.7325 | 0
Cold store | Cold Store 55 | 75% at 15-30°C (condenser); 25% at 60-90°C (desuperheating and oil cooling) | 36292.5 | 207.9776 | 124.7865 | 311.9664 | 386.8383 | 2.7328 | 0
Cold store | Cold Store 56 | 75% at 15-30°C (condenser); 25% at 60-90°C (desuperheating and oil cooling) | 37944 | 217.4416 | 130.465 | 326.1625 | 404.4415 | 2.8572 | 0
Cold store | Cold Store 57 | 75% at 15-30°C (condenser); 25% at 60-90°C (desuperheating and oil cooling) | 29322.5 | 221.5924 | 132.9554 | 332.3886 | 412.1619 | 2.9117 | 0
Cold store | Cold Store 58 | 75% at 15-30°C (condenser); 25% at 60-90°C (desuperheating and oil cooling) | 30080 | 227.3169 | 136.3901 | 340.9753 | 422.8094 | 2.9869 | 0
Cold store | Cold Store 59 | 75% at 15-30°C (condenser); 25% at 60-90°C (desuperheating and oil cooling) | 30600 | 231.2466 | 138.7479 | 346.8699 | 430.1186 | 3.0386 | 0
Cold store | Cold Store 60 | 75% at 15-30°C (condenser); 25% at 60-90°C (desuperheating and oil cooling) | 30600 | 231.2466 | 138.7479 | 346.8699 | 430.1186 | 3.0386 | 0
Cold store | Cold Store 61 | 75% at 15-30°C (condenser); 25% at 60-90°C (desuperheating and oil cooling) | 40800 | 233.8082 | 140.2849 | 350.7123 | 434.8833 | 3.0722 | 0
Cold store | Cold Store 62 | 75% at 15-30°C (condenser); 25% at 60-90°C (desuperheating and oil cooling) | 31843 | 240.64 | 144.384 | 360.96 | 447.5904 | 3.162 | 0
Cold store | Cold Store 63 | 75% at 15-30°C (condenser); 25% at 60-90°C (desuperheating and oil cooling) | 42230 | 242.003 | 145.2018 | 363.0045 | 450.1255 | 3.1799 | 0
Cold store | Cold Store 64 | 75% at 15-30°C (condenser); 25% at 60-90°C (desuperheating and oil cooling) | 32472 | 245.3934 | 147.2361 | 368.0901 | 456.4318 | 3.2245 | 0
Cold store | Cold Store 65 | 75% at 15-30°C (condenser); 25% at 60-90°C (desuperheating and oil cooling) | 33152 | 250.5322 | 150.3193 | 375.7984 | 465.99 | 3.292 | 0
Cold store | Cold Store 66 | 75% at 15-30°C (condenser); 25% at 60-90°C (desuperheating and oil cooling) | 34170 | 258.2253 | 154.9352 | 387.338 | 480.2991 | 3.3931 | 0
Cold store | Cold Store 67 | 75% at 15-30°C (condenser); 25% at 60-90°C (desuperheating and oil cooling) | 45210 | 259.0801 | 155.4481 | 388.6202 | 481.8891 | 3.4043 | 0
Cold store | Cold Store 68 | 75% at 15-30°C (condenser); 25% at 60-90°C (desuperheating and oil cooling) |  | 259.4337 | 155.6602 | 389.1506 | 482.5467 | 3.409 | 0
Cold store | Cold Store 69 | 75% at 15-30°C (condenser); 25% at 60-90°C (desuperheating and oil cooling) | 37023 | 279.7857 | 167.8714 | 419.6785 | 520.4014 | 3.6764 | 0
Cold store | Cold Store 70 | 75% at 15-30°C (condenser); 25% at 60-90°C (desuperheating and oil cooling) | 49632 | 284.4208 | 170.6525 | 426.6312 | 529.0227 | 3.7373 | 0
Cold store | Cold Store 71 | 75% at 15-30°C (condenser); 25% at 60-90°C (desuperheating and oil cooling) | 38064 | 287.6526 | 172.5916 | 431.4789 | 535.0338 | 3.7798 | 0
Cold store | Cold Store 72 | 75% at 15-30°C (condenser); 25% at 60-90°C (desuperheating and oil cooling) | 38610 | 291.7788 | 175.0673 | 437.6682 | 542.7085 | 3.834 | 0
Cold store | Cold Store 73 | 75% at 15-30°C (condenser); 25% at 60-90°C (desuperheating and oil cooling) | 39040 | 295.0283 | 177.017 | 442.5425 | 548.7527 | 3.8767 | 0
Cold store | Cold Store 74 | 75% at 15-30°C (condenser); 25% at 60-90°C (desuperheating and oil cooling) | 39480 | 298.3534 | 179.0121 | 447.5301 | 554.9374 | 3.9204 | 0
Cold store | Cold Store 75 | 75% at 15-30°C (condenser); 25% at 60-90°C (desuperheating and oil cooling) | 40612 | 306.908 | 184.1448 | 460.3621 | 570.8489 | 4.0328 | 0
Cold store | Cold Store 76 | 75% at 15-30°C (condenser); 25% at 60-90°C (desuperheating and oil cooling) | 40848 | 308.6915 | 185.2149 | 463.0373 | 574.1662 | 4.0562 | 0
Cold store | Cold Store 77 | 75% at 15-30°C (condenser); 25% at 60-90°C (desuperheating and oil cooling) | 41600 | 314.3744 | 188.6247 | 471.5616 | 584.7364 | 4.1309 | 0
Cold store | Cold Store 78 | 75% at 15-30°C (condenser); 25% at 60-90°C (desuperheating and oil cooling) | 41860 | 316.3393 | 189.8036 | 474.5089 | 588.391 | 4.1567 | 0
Cold store | Cold Store 79 | 75% at 15-30°C (condenser); 25% at 60-90°C (desuperheating and oil cooling) | 55960 | 320.684 | 192.4104 | 481.026 | 596.4723 | 4.2138 | 0
Cold store | Cold Store 80 | 75% at 15-30°C (condenser); 25% at 60-90°C (desuperheating and oil cooling) | 56000 | 320.9132 | 192.5479 | 481.3699 | 596.8986 | 4.2168 | 0
Cold store | Cold Store 81 | 75% at 15-30°C (condenser); 25% at 60-90°C (desuperheating and oil cooling) | 44460 | 335.9877 | 201.5926 | 503.9815 | 624.9371 | 4.4149 | 0
Cold store | Cold Store 82 | 75% at 15-30°C (condenser); 25% at 60-90°C (desuperheating and oil cooling) | 45180 | 341.4288 | 204.8573 | 512.1432 | 635.0575 | 4.4864 | 0
Cold store | Cold Store 83 | 75% at 15-30°C (condenser); 25% at 60-90°C (desuperheating and oil cooling) | 45223.5 | 341.7575 | 205.0545 | 512.6363 | 635.6689 | 4.4907 | 0
Cold store | Cold Store 84 | 75% at 15-30°C (condenser); 25% at 60-90°C (desuperheating and oil cooling) |  | 344.0435 | 206.4261 | 516.0653 | 639.9209 | 4.5207 | 0
Cold store | Cold Store 85 | 75% at 15-30°C (condenser); 25% at 60-90°C (desuperheating and oil cooling) | 46428 | 350.86 | 210.516 | 526.29 | 652.5996 | 4.6103 | 0
Cold store | Cold Store 86 | 75% at 15-30°C (condenser); 25% at 60-90°C (desuperheating and oil cooling) | 48762 | 368.4982 | 221.0989 | 552.7473 | 685.4067 | 4.8421 | 0
Cold store | Cold Store 87 | 75% at 15-30°C (condenser); 25% at 60-90°C (desuperheating and oil cooling) | 49000 | 370.2968 | 222.1781 | 555.4452 | 688.7521 | 4.8657 | 0
Cold store | Cold Store 88 | 75% at 15-30°C (condenser); 25% at 60-90°C (desuperheating and oil cooling) | 49619.5 | 374.9784 | 224.987 | 562.4676 | 697.4598 | 4.9272 | 0
Cold store | Cold Store 89 | 75% at 15-30°C (condenser); 25% at 60-90°C (desuperheating and oil cooling) | 50041.11 | 378.1646 | 226.8987 | 567.2468 | 703.3861 | 4.9691 | 0
Cold store | Cold Store 90 | 75% at 15-30°C (condenser); 25% at 60-90°C (desuperheating and oil cooling) | 50400 | 380.8767 | 228.526 | 571.3151 | 708.4307 | 5.0047 | 0
Cold store | Cold Store 91 | 75% at 15-30°C (condenser); 25% at 60-90°C (desuperheating and oil cooling) | 50820 | 384.0507 | 230.4304 | 576.076 | 714.3343 | 5.0464 | 0
Cold store | Cold Store 92 | 75% at 15-30°C (condenser); 25% at 60-90°C (desuperheating and oil cooling) | 68382 | 391.8695 | 235.1217 | 587.8042 | 728.8772 | 5.1492 | 0
Cold store | Cold Store 93 | 75% at 15-30°C (condenser); 25% at 60-90°C (desuperheating and oil cooling) | 52245 | 394.8195 | 236.8917 | 592.2293 | 734.3643 | 5.1879 | 0
Cold store | Cold Store 94 | 75% at 15-30°C (condenser); 25% at 60-90°C (desuperheating and oil cooling) | 53460 | 404.0014 | 242.4008 | 606.0021 | 751.4425 | 5.3086 | 0
Cold store | Cold Store 95 | 75% at 15-30°C (condenser); 25% at 60-90°C (desuperheating and oil cooling) | 53720 | 405.9662 | 243.5797 | 608.9493 | 755.0972 | 5.3344 | 0
Cold store | Cold Store 96 | 75% at 15-30°C (condenser); 25% at 60-90°C (desuperheating and oil cooling) | 53800 | 406.5708 | 243.9425 | 609.8562 | 756.2216 | 5.3423 | 0
Cold store | Cold Store 97 | 75% at 15-30°C (condenser); 25% at 60-90°C (desuperheating and oil cooling) | 54396 | 411.0748 | 246.6449 | 616.6122 | 764.5991 | 5.4015 | 0
Cold store | Cold Store 98 | 75% at 15-30°C (condenser); 25% at 60-90°C (desuperheating and oil cooling) | 54606 | 412.6618 | 247.5971 | 618.9927 | 767.5509 | 5.4224 | 0
Cold store | Cold Store 99 | 75% at 15-30°C (condenser); 25% at 60-90°C (desuperheating and oil cooling) | 56000 | 423.1963 | 253.9178 | 634.7945 | 787.1452 | 5.5608 | 0
Cold store | Cold Store 100 | 75% at 15-30°C (condenser); 25% at 60-90°C (desuperheating and oil cooling) | 56832 | 429.4838 | 257.6903 | 644.2258 | 798.8399 | 5.6434 | 0
Cold store | Cold Store 101 | 75% at 15-30°C (condenser); 25% at 60-90°C (desuperheating and oil cooling) | 58000 | 438.3105 | 262.9863 | 657.4658 | 815.2575 | 5.7594 | 0
Cold store | Cold Store 102 | 75% at 15-30°C (condenser); 25% at 60-90°C (desuperheating and oil cooling) | 60000 | 453.4247 | 272.0548 | 680.137 | 843.3699 | 5.958 | 0
Cold store | Cold Store 103 | 75% at 15-30°C (condenser); 25% at 60-90°C (desuperheating and oil cooling) | 60000 | 453.4247 | 272.0548 | 680.137 | 843.3699 | 5.958 | 0
Cold store | Cold Store 104 | 75% at 15-30°C (condenser); 25% at 60-90°C (desuperheating and oil cooling) | 79200 | 453.863 | 272.3178 | 680.7945 | 844.1852 | 5.9638 | 0
Cold store | Cold Store 105 | 75% at 15-30°C (condenser); 25% at 60-90°C (desuperheating and oil cooling) | 60800 | 459.4703 | 275.6822 | 689.2055 | 854.6148 | 6.0374 | 0
Cold store | Cold Store 106 | 75% at 15-30°C (condenser); 25% at 60-90°C (desuperheating and oil cooling) | 62270 | 470.5792 | 282.3475 | 705.8688 | 875.2774 | 6.1834 | 0
Cold store | Cold Store 107 | 75% at 15-30°C (condenser); 25% at 60-90°C (desuperheating and oil cooling) | 62400 | 471.5616 | 282.937 | 707.3425 | 877.1047 | 6.1963 | 0
Cold store | Cold Store 108 | 75% at 15-30°C (condenser); 25% at 60-90°C (desuperheating and oil cooling) | 64272 | 485.7085 | 291.4251 | 728.5627 | 903.4178 | 6.3822 | 0
Cold store | Cold Store 109 | 75% at 15-30°C (condenser); 25% at 60-90°C (desuperheating and oil cooling) | 66048 | 499.1299 | 299.4779 | 748.6948 | 928.3815 | 6.5586 | 0
Cold store | Cold Store 110 | 75% at 15-30°C (condenser); 25% at 60-90°C (desuperheating and oil cooling) | 66780 | 504.6616 | 302.797 | 756.9925 | 938.6707 | 6.6313 | 0
Cold store | Cold Store 111 | 75% at 15-30°C (condenser); 25% at 60-90°C (desuperheating and oil cooling) | 66912 | 505.6592 | 303.3955 | 758.4888 | 940.5261 | 6.6444 | 0
Cold store | Cold Store 112 | 75% at 15-30°C (condenser); 25% at 60-90°C (desuperheating and oil cooling) | 68440 | 517.2064 | 310.3238 | 775.8096 | 962.0039 | 6.7961 | 0
Cold store | Cold Store 113 | 75% at 15-30°C (condenser); 25% at 60-90°C (desuperheating and oil cooling) | 69120 | 522.3452 | 313.4071 | 783.5178 | 971.5621 | 6.8636 | 0
Cold store | Cold Store 114 | 75% at 15-30°C (condenser); 25% at 60-90°C (desuperheating and oil cooling) | 69447 | 524.8164 | 314.8898 | 787.2246 | 976.1584 | 6.8961 | 0
Cold store | Cold Store 115 | 75% at 15-30°C (condenser); 25% at 60-90°C (desuperheating and oil cooling) | 70200 | 530.5068 | 318.3041 | 795.7603 | 986.7427 | 6.9709 | 0
Cold store | Cold Store 116 | 75% at 15-30°C (condenser); 25% at 60-90°C (desuperheating and oil cooling) | 70400 | 532.0183 | 319.211 | 798.0274 | 989.554 | 6.9907 | 0
Cold store | Cold Store 117 | 75% at 15-30°C (condenser); 25% at 60-90°C (desuperheating and oil cooling) | 94325 | 540.5382 | 324.3229 | 810.8074 | 1005.4011 | 7.1027 | 0
Cold store | Cold Store 118 | 75% at 15-30°C (condenser); 25% at 60-90°C (desuperheating and oil cooling) | 72000 | 544.1096 | 326.4658 | 816.1644 | 1012.0438 | 7.1496 | 0
Cold store | Cold Store 119 | 75% at 15-30°C (condenser); 25% at 60-90°C (desuperheating and oil cooling) | 72540 | 548.1904 | 328.9142 | 822.2856 | 1019.6342 | 7.2032 | 0
Cold store | Cold Store 120 | 75% at 15-30°C (condenser); 25% at 60-90°C (desuperheating and oil cooling) | 98052 | 561.8962 | 337.1377 | 842.8442 | 1045.1269 | 7.3833 | 0
Cold store | Cold Store 121 | 75% at 15-30°C (condenser); 25% at 60-90°C (desuperheating and oil cooling) | 75600 | 571.3151 | 342.789 | 856.9726 | 1062.646 | 7.5071 | 0
Cold store | Cold Store 122 | 75% at 15-30°C (condenser); 25% at 60-90°C (desuperheating and oil cooling) | 77440 | 585.2201 | 351.1321 | 877.8301 | 1088.5094 | 7.6898 | 0
Cold store | Cold Store 123 | 75% at 15-30°C (condenser); 25% at 60-90°C (desuperheating and oil cooling) | 102336 | 586.446 | 351.8676 | 879.669 | 1090.7896 | 7.7059 | 0
Cold store | Cold Store 124 | 75% at 15-30°C (condenser); 25% at 60-90°C (desuperheating and oil cooling) | 81144 | 613.2115 | 367.9269 | 919.8173 | 1140.5734 | 8.0576 | 0
Cold store | Cold Store 125 | 75% at 15-30°C (condenser); 25% at 60-90°C (desuperheating and oil cooling) | 81500 | 615.9018 | 369.5411 | 923.8527 | 1145.5774 | 8.093 | 0
Cold store | Cold Store 126 | 75% at 15-30°C (condenser); 25% at 60-90°C (desuperheating and oil cooling) | 83000 | 627.2374 | 376.3425 | 940.8562 | 1166.6616 | 8.2419 | 0
Cold store | Cold Store 127 | 75% at 15-30°C (condenser); 25% at 60-90°C (desuperheating and oil cooling) | 84912 | 641.6866 | 385.0119 | 962.5299 | 1193.537 | 8.4318 | 0
Cold store | Cold Store 128 | 75% at 15-30°C (condenser); 25% at 60-90°C (desuperheating and oil cooling) | 112170 | 642.8007 | 385.6804 | 964.201 | 1195.6093 | 8.4464 | 0
Cold store | Cold Store 129 | 75% at 15-30°C (condenser); 25% at 60-90°C (desuperheating and oil cooling) | 86400 | 652.9315 | 391.7589 | 979.3973 | 1214.4526 | 8.5795 | 0
Cold store | Cold Store 130 | 75% at 15-30°C (condenser); 25% at 60-90°C (desuperheating and oil cooling) | 114360 | 655.3507 | 393.2104 | 983.026 | 1218.9523 | 8.6113 | 0
Cold store | Cold Store 131 | 75% at 15-30°C (condenser); 25% at 60-90°C (desuperheating and oil cooling) | 87816 | 663.6323 | 398.1794 | 995.4485 | 1234.3561 | 8.7201 | 0
Cold store | Cold Store 132 | 75% at 15-30°C (condenser); 25% at 60-90°C (desuperheating and oil cooling) | 87992 | 664.9624 | 398.9774 | 997.4436 | 1236.83 | 8.7376 | 0
Cold store | Cold Store 133 | 75% at 15-30°C (condenser); 25% at 60-90°C (desuperheating and oil cooling) | 88704 | 670.343 | 402.2058 | 1005.5145 | 1246.838 | 8.8083 | 0
Cold store | Cold Store 134 | 75% at 15-30°C (condenser); 25% at 60-90°C (desuperheating and oil cooling) | 88800 | 671.0685 | 402.6411 | 1006.6027 | 1248.1874 | 8.8178 | 0
Cold store | Cold Store 135 | 75% at 15-30°C (condenser); 25% at 60-90°C (desuperheating and oil cooling) | 89972 | 679.9254 | 407.9552 | 1019.8881 | 1264.6612 | 8.9342 | 0
Cold store | Cold Store 136 | 75% at 15-30°C (condenser); 25% at 60-90°C (desuperheating and oil cooling) | 90750 | 685.8048 | 411.4829 | 1028.7072 | 1275.5969 | 9.0115 | 0
Cold store | Cold Store 137 | 75% at 15-30°C (condenser); 25% at 60-90°C (desuperheating and oil cooling) | 120000 | 687.6712 | 412.6027 | 1031.5068 | 1279.0685 | 9.036 | 0
Cold store | Cold Store 138 | 75% at 15-30°C (condenser); 25% at 60-90°C (desuperheating and oil cooling) | 91440 | 691.0192 | 414.6115 | 1036.5288 | 1285.2957 | 9.08 | 0
Cold store | Cold Store 139 | 75% at 15-30°C (condenser); 25% at 60-90°C (desuperheating and oil cooling) | 92400 | 698.274 | 418.9644 | 1047.411 | 1298.7896 | 9.1753 | 0
Cold store | Cold Store 140 | 75% at 15-30°C (condenser); 25% at 60-90°C (desuperheating and oil cooling) | 93000 | 702.8082 | 421.6849 | 1054.2123 | 1307.2233 | 9.2349 | 0
Cold store | Cold Store 141 | 75% at 15-30°C (condenser); 25% at 60-90°C (desuperheating and oil cooling) | 94128 | 711.3326 | 426.7996 | 1066.9989 | 1323.0786 | 9.3469 | 0
Cold store | Cold Store 142 | 75% at 15-30°C (condenser); 25% at 60-90°C (desuperheating and oil cooling) | 94640 | 715.2018 | 429.1211 | 1072.8027 | 1330.2754 | 9.3978 | 0
Cold store | Cold Store 143 | 75% at 15-30°C (condenser); 25% at 60-90°C (desuperheating and oil cooling) | 94716 | 715.7762 | 429.4657 | 1073.6642 | 1331.3437 | 9.4053 | 0
Cold store | Cold Store 144 | 75% at 15-30°C (condenser); 25% at 60-90°C (desuperheating and oil cooling) | 125600 | 719.7626 | 431.8575 | 1079.6438 | 1338.7584 | 9.4577 | 0
Cold store | Cold Store 145 | 75% at 15-30°C (condenser); 25% at 60-90°C (desuperheating and oil cooling) | 96480 | 729.1068 | 437.4641 | 1093.6603 | 1356.1387 | 9.5805 | 0
Cold store | Cold Store 146 | 75% at 15-30°C (condenser); 25% at 60-90°C (desuperheating and oil cooling) | 99336 | 750.6899 | 450.4139 | 1126.0348 | 1396.2831 | 9.8641 | 0
Cold store | Cold Store 147 | 75% at 15-30°C (condenser); 25% at 60-90°C (desuperheating and oil cooling) | 103944 | 785.5129 | 471.3077 | 1178.2693 | 1461.054 | 10.3216 | 0
Cold store | Cold Store 148 | 75% at 15-30°C (condenser); 25% at 60-90°C (desuperheating and oil cooling) | 105726 | 798.9796 | 479.3878 | 1198.4694 | 1486.102 | 10.4986 | 0
Cold store | Cold Store 149 | 75% at 15-30°C (condenser); 25% at 60-90°C (desuperheating and oil cooling) | 142695 | 817.7271 | 490.6362 | 1226.5906 | 1520.9723 | 10.7449 | 0
Cold store | Cold Store 150 | 75% at 15-30°C (condenser); 25% at 60-90°C (desuperheating and oil cooling) | 110080 | 831.8831 | 499.1299 | 1247.8247 | 1547.3026 | 10.9309 | 0
Cold store | Cold Store 151 | 75% at 15-30°C (condenser); 25% at 60-90°C (desuperheating and oil cooling) | 110832 | 837.566 | 502.5396 | 1256.349 | 1557.8728 | 11.0056 | 0
Cold store | Cold Store 152 | 75% at 15-30°C (condenser); 25% at 60-90°C (desuperheating and oil cooling) | 111000 | 838.8356 | 503.3014 | 1258.2534 | 1560.2342 | 11.0223 | 0
Cold store | Cold Store 153 | 75% at 15-30°C (condenser); 25% at 60-90°C (desuperheating and oil cooling) | 111200 | 840.347 | 504.2082 | 1260.5205 | 1563.0455 | 11.0422 | 0
Cold store | Cold Store 154 | 75% at 15-30°C (condenser); 25% at 60-90°C (desuperheating and oil cooling) | 113460 | 857.426 | 514.4556 | 1286.139 | 1594.8124 | 11.2666 | 0
Cold store | Cold Store 155 | 75% at 15-30°C (condenser); 25% at 60-90°C (desuperheating and oil cooling) | 114486 | 865.1796 | 519.1078 | 1297.7694 | 1609.234 | 11.3685 | 0
Cold store | Cold Store 156 | 75% at 15-30°C (condenser); 25% at 60-90°C (desuperheating and oil cooling) | 115839 | 875.4043 | 525.2426 | 1313.1065 | 1628.252 | 11.5028 | 0
Cold store | Cold Store 157 | 75% at 15-30°C (condenser); 25% at 60-90°C (desuperheating and oil cooling) | 125664 | 949.6526 | 569.7916 | 1424.4789 | 1766.3538 | 12.4784 | 0
Cold store | Cold Store 158 | 75% at 15-30°C (condenser); 25% at 60-90°C (desuperheating and oil cooling) | 168720 | 966.8658 | 580.1195 | 1450.2986 | 1798.3703 | 12.7046 | 0
Cold store | Cold Store 159 | 75% at 15-30°C (condenser); 25% at 60-90°C (desuperheating and oil cooling) | 128000 | 967.3059 | 580.3836 | 1450.9589 | 1799.189 | 12.7104 | 0
Cold store | Cold Store 160 | 75% at 15-30°C (condenser); 25% at 60-90°C (desuperheating and oil cooling) | 129495 | 978.6038 | 587.1623 | 1467.9057 | 1820.203 | 12.8589 | 0
Cold store | Cold Store 161 | 75% at 15-30°C (condenser); 25% at 60-90°C (desuperheating and oil cooling) | 131016 | 990.0981 | 594.0588 | 1485.1471 | 1841.5824 | 13.0099 | 0
Cold store | Cold Store 162 | 75% at 15-30°C (condenser); 25% at 60-90°C (desuperheating and oil cooling) | 132663 | 1002.5446 | 601.5268 | 1503.8169 | 1864.7329 | 13.1734 | 0
Cold store | Cold Store 163 | 75% at 15-30°C (condenser); 25% at 60-90°C (desuperheating and oil cooling) | 135920 | 1027.158 | 616.2948 | 1540.737 | 1910.5139 | 13.4969 | 0
Cold store | Cold Store 164 | 75% at 15-30°C (condenser); 25% at 60-90°C (desuperheating and oil cooling) | 138000 | 1042.8767 | 625.726 | 1564.3151 | 1939.7507 | 13.7034 | 0
Cold store | Cold Store 165 | 75% at 15-30°C (condenser); 25% at 60-90°C (desuperheating and oil cooling) | 140266 | 1060.0011 | 636.0006 | 1590.0016 | 1971.602 | 13.9284 | 0
Cold store | Cold Store 166 | 75% at 15-30°C (condenser); 25% at 60-90°C (desuperheating and oil cooling) | 195216 | 1118.7036 | 671.2221 | 1678.0553 | 2080.7886 | 14.6998 | 0
Cold store | Cold Store 167 | 75% at 15-30°C (condenser); 25% at 60-90°C (desuperheating and oil cooling) | 148780 | 1124.342 | 674.6052 | 1686.513 | 2091.2761 | 14.7739 | 0
Cold store | Cold Store 168 | 75% at 15-30°C (condenser); 25% at 60-90°C (desuperheating and oil cooling) | 200000 | 1146.1187 | 687.6712 | 1719.1781 | 2131.7808 | 15.06 | 0
Cold store | Cold Store 169 | 75% at 15-30°C (condenser); 25% at 60-90°C (desuperheating and oil cooling) | 152000 | 1148.6758 | 689.2055 | 1723.0137 | 2136.537 | 15.0936 | 0
Cold store | Cold Store 170 | 75% at 15-30°C (condenser); 25% at 60-90°C (desuperheating and oil cooling) | 153000 | 1156.2329 | 693.7397 | 1734.3493 | 2150.5932 | 15.1929 | 0
Cold store | Cold Store 171 | 75% at 15-30°C (condenser); 25% at 60-90°C (desuperheating and oil cooling) | 157000 | 1186.4612 | 711.8767 | 1779.6918 | 2206.8178 | 15.5901 | 0
Cold store | Cold Store 172 | 75% at 15-30°C (condenser); 25% at 60-90°C (desuperheating and oil cooling) | 160520 | 1213.0621 | 727.8373 | 1819.5932 | 2256.2955 | 15.9396 | 0
Cold store | Cold Store 173 | 75% at 15-30°C (condenser); 25% at 60-90°C (desuperheating and oil cooling) | 162000 | 1224.2466 | 734.5479 | 1836.3699 | 2277.0986 | 16.0866 | 0
Cold store | Cold Store 174 | 75% at 15-30°C (condenser); 25% at 60-90°C (desuperheating and oil cooling) | 166020 | 1254.626 | 752.7756 | 1881.939 | 2333.6044 | 16.4858 | 0
Cold store | Cold Store 175 | 75% at 15-30°C (condenser); 25% at 60-90°C (desuperheating and oil cooling) | 170000 | 1284.7032 | 770.8219 | 1927.0548 | 2389.5479 | 16.881 | 0
Cold store | Cold Store 176 | 75% at 15-30°C (condenser); 25% at 60-90°C (desuperheating and oil cooling) | 171000 | 1292.2603 | 775.3562 | 1938.3904 | 2403.6041 | 16.9803 | 0
Cold store | Cold Store 177 | 75% at 15-30°C (condenser); 25% at 60-90°C (desuperheating and oil cooling) | 171252 | 1294.1647 | 776.4988 | 1941.247 | 2407.1463 | 17.0053 | 0
Cold store | Cold Store 178 | 75% at 15-30°C (condenser); 25% at 60-90°C (desuperheating and oil cooling) | 173508 | 1311.2134 | 786.7281 | 1966.8201 | 2438.857 | 17.2293 | 0
Cold store | Cold Store 179 | 75% at 15-30°C (condenser); 25% at 60-90°C (desuperheating and oil cooling) | 173577 | 1311.7349 | 787.0409 | 1967.6023 | 2439.8268 | 17.2362 | 0
Cold store | Cold Store 180 | 75% at 15-30°C (condenser); 25% at 60-90°C (desuperheating and oil cooling) | 175855 | 1328.9499 | 797.3699 | 1993.4248 | 2471.8468 | 17.4624 | 0
Cold store | Cold Store 181 | 75% at 15-30°C (condenser); 25% at 60-90°C (desuperheating and oil cooling) |  | 1363.4801 | 818.0881 | 2045.2202 | 2536.0731 | 17.9161 | 0
Cold store | Cold Store 182 | 75% at 15-30°C (condenser); 25% at 60-90°C (desuperheating and oil cooling) | 181300 | 1370.0982 | 822.0589 | 2055.1473 | 2548.3826 | 18.0031 | 0
Cold store | Cold Store 183 | 75% at 15-30°C (condenser); 25% at 60-90°C (desuperheating and oil cooling) | 182400 | 1378.411 | 827.0466 | 2067.6164 | 2563.8444 | 18.1123 | 0
Cold store | Cold Store 184 | 75% at 15-30°C (condenser); 25% at 60-90°C (desuperheating and oil cooling) | 183456 | 1386.3912 | 831.8347 | 2079.5868 | 2578.6877 | 18.2172 | 0
Cold store | Cold Store 185 | 75% at 15-30°C (condenser); 25% at 60-90°C (desuperheating and oil cooling) | 188112 | 1421.577 | 852.9462 | 2132.3655 | 2644.1332 | 18.6795 | 0
Cold store | Cold Store 186 | 75% at 15-30°C (condenser); 25% at 60-90°C (desuperheating and oil cooling) | 192615 | 1455.6065 | 873.3639 | 2183.4098 | 2707.4281 | 19.1267 | 0
Cold store | Cold Store 187 | 75% at 15-30°C (condenser); 25% at 60-90°C (desuperheating and oil cooling) | 198688 | 1501.5006 | 900.9004 | 2252.251 | 2792.7912 | 19.7297 | 0
Cold store | Cold Store 188 | 75% at 15-30°C (condenser); 25% at 60-90°C (desuperheating and oil cooling) | 203472 | 1537.6537 | 922.5922 | 2306.4805 | 2860.0359 | 20.2048 | 0
Cold store | Cold Store 189 | 75% at 15-30°C (condenser); 25% at 60-90°C (desuperheating and oil cooling) | 210000 | 1586.9863 | 952.1918 | 2380.4795 | 2951.7945 | 20.853 | 0
Cold store | Cold Store 190 | 75% at 15-30°C (condenser); 25% at 60-90°C (desuperheating and oil cooling) | 224610 | 1697.3952 | 1018.4371 | 2546.0928 | 3157.1551 | 22.3038 | 0
Cold store | Cold Store 191 | 75% at 15-30°C (condenser); 25% at 60-90°C (desuperheating and oil cooling) | 225504 | 1704.1512 | 1022.4907 | 2556.2268 | 3169.7213 | 22.3925 | 0
Cold store | Cold Store 192 | 75% at 15-30°C (condenser); 25% at 60-90°C (desuperheating and oil cooling) | 225720 | 1705.7836 | 1023.4701 | 2558.6753 | 3172.7574 | 22.414 | 0
Cold store | Cold Store 193 | 75% at 15-30°C (condenser); 25% at 60-90°C (desuperheating and oil cooling) | 234640 | 1773.1927 | 1063.9156 | 2659.789 | 3298.1384 | 23.2998 | 0
Cold store | Cold Store 194 | 75% at 15-30°C (condenser); 25% at 60-90°C (desuperheating and oil cooling) | 236412 | 1786.5838 | 1071.9503 | 2679.8758 | 3323.0459 | 23.4757 | 0
Cold store | Cold Store 195 | 75% at 15-30°C (condenser); 25% at 60-90°C (desuperheating and oil cooling) | 239400 | 1809.1644 | 1085.4986 | 2713.7466 | 3365.0458 | 23.7724 | 0
Cold store | Cold Store 196 | 75% at 15-30°C (condenser); 25% at 60-90°C (desuperheating and oil cooling) | 248820 | 1880.3521 | 1128.2112 | 2820.5281 | 3497.4548 | 24.7078 | 0
Cold store | Cold Store 197 | 75% at 15-30°C (condenser); 25% at 60-90°C (desuperheating and oil cooling) | 253755 | 1917.6462 | 1150.5877 | 2876.4693 | 3566.822 | 25.1979 | 0
Cold store | Cold Store 198 | 75% at 15-30°C (condenser); 25% at 60-90°C (desuperheating and oil cooling) | 255540 | 1931.1356 | 1158.6814 | 2896.7034 | 3591.9122 | 25.3751 | 0
Cold store | Cold Store 199 | 75% at 15-30°C (condenser); 25% at 60-90°C (desuperheating and oil cooling) | 259260 | 1959.2479 | 1175.5488 | 2938.8719 | 3644.2012 | 25.7445 | 0
Cold store | Cold Store 200 | 75% at 15-30°C (condenser); 25% at 60-90°C (desuperheating and oil cooling) | 259612 | 1961.908 | 1177.1448 | 2942.8621 | 3649.1489 | 25.7795 | 0
Cold store | Cold Store 201 | 75% at 15-30°C (condenser); 25% at 60-90°C (desuperheating and oil cooling) | 264648 | 1999.9655 | 1199.9793 | 2999.9482 | 3719.9358 | 26.2795 | 0
Cold store | Cold Store 202 | 75% at 15-30°C (condenser); 25% at 60-90°C (desuperheating and oil cooling) | 265544 | 2006.7366 | 1204.042 | 3010.1049 | 3732.5301 | 26.3685 | 0
Cold store | Cold Store 203 | 75% at 15-30°C (condenser); 25% at 60-90°C (desuperheating and oil cooling) |  | 2016.0016 | 1209.601 | 3024.0024 | 3749.763 | 26.4903 | 0
Cold store | Cold Store 204 | 75% at 15-30°C (condenser); 25% at 60-90°C (desuperheating and oil cooling) | 271680 | 2053.1068 | 1231.8641 | 3079.6603 | 3818.7787 | 26.9778 | 0
Cold store | Cold Store 205 | 75% at 15-30°C (condenser); 25% at 60-90°C (desuperheating and oil cooling) | 272583 | 2059.9309 | 1235.9585 | 3089.8963 | 3831.4715 | 27.0675 | 0
Cold store | Cold Store 206 | 75% at 15-30°C (condenser); 25% at 60-90°C (desuperheating and oil cooling) | 285299 | 2156.0267 | 1293.616 | 3234.04 | 4010.2096 | 28.3302 | 0
Cold store | Cold Store 207 | 75% at 15-30°C (condenser); 25% at 60-90°C (desuperheating and oil cooling) | 288828 | 2182.6956 | 1309.6174 | 3274.0434 | 4059.8138 | 28.6806 | 0
Cold store | Cold Store 208 | 75% at 15-30°C (condenser); 25% at 60-90°C (desuperheating and oil cooling) | 289920 | 2190.9479 | 1314.5688 | 3286.4219 | 4075.1632 | 28.7891 | 0
Cold store | Cold Store 209 | 75% at 15-30°C (condenser); 25% at 60-90°C (desuperheating and oil cooling) | 296752 | 2242.5779 | 1345.5467 | 3363.8668 | 4171.1949 | 29.4675 | 0
Cold store | Cold Store 210 | 75% at 15-30°C (condenser); 25% at 60-90°C (desuperheating and oil cooling) | 302016 | 2282.3584 | 1369.415 | 3423.5375 | 4245.1865 | 29.9902 | 0
Cold store | Cold Store 211 | 75% at 15-30°C (condenser); 25% at 60-90°C (desuperheating and oil cooling) | 307400 | 2323.0457 | 1393.8274 | 3484.5685 | 4320.8649 | 30.5248 | 0
Cold store | Cold Store 212 | 75% at 15-30°C (condenser); 25% at 60-90°C (desuperheating and oil cooling) | 312495 | 2361.549 | 1416.9294 | 3542.3235 | 4392.4811 | 31.0308 | 0
Cold store | Cold Store 213 | 75% at 15-30°C (condenser); 25% at 60-90°C (desuperheating and oil cooling) | 313524 | 2369.3252 | 1421.5951 | 3553.9878 | 4406.9449 | 31.1329 | 0
Cold store | Cold Store 214 | 75% at 15-30°C (condenser); 25% at 60-90°C (desuperheating and oil cooling) | 342768 | 2590.3244 | 1554.1946 | 3885.4866 | 4818.0034 | 34.0369 | 0
Cold store | Cold Store 215 | 75% at 15-30°C (condenser); 25% at 60-90°C (desuperheating and oil cooling) | 346752 | 2620.4318 | 1572.2591 | 3930.6477 | 4874.0031 | 34.4325 | 0
Cold store | Cold Store 216 | 75% at 15-30°C (condenser); 25% at 60-90°C (desuperheating and oil cooling) | 364720 | 2756.2174 | 1653.7304 | 4134.326 | 5126.5643 | 36.2167 | 0
Cold store | Cold Store 217 | 75% at 15-30°C (condenser); 25% at 60-90°C (desuperheating and oil cooling) | 366336 | 2768.4296 | 1661.0578 | 4152.6444 | 5149.279 | 36.3772 | 0
Cold store | Cold Store 218 | 75% at 15-30°C (condenser); 25% at 60-90°C (desuperheating and oil cooling) | 370656 | 2801.0762 | 1680.6457 | 4201.6142 | 5210.0017 | 36.8061 | 0
Cold store | Cold Store 219 | 75% at 15-30°C (condenser); 25% at 60-90°C (desuperheating and oil cooling) | 372474 | 2814.8149 | 1688.889 | 4222.2224 | 5235.5558 | 36.9867 | 0
Cold store | Cold Store 220 | 75% at 15-30°C (condenser); 25% at 60-90°C (desuperheating and oil cooling) | 379500 | 2867.911 | 1720.7466 | 4301.8664 | 5334.3144 | 37.6844 | 0
Cold store | Cold Store 221 | 75% at 15-30°C (condenser); 25% at 60-90°C (desuperheating and oil cooling) | 382392 | 2889.766 | 1733.8596 | 4334.649 | 5374.9648 | 37.9715 | 0
Cold store | Cold Store 222 | 75% at 15-30°C (condenser); 25% at 60-90°C (desuperheating and oil cooling) | 406560 | 3072.4055 | 1843.4433 | 4608.6082 | 5714.6742 | 40.3714 | 0
Cold store | Cold Store 223 | 75% at 15-30°C (condenser); 25% at 60-90°C (desuperheating and oil cooling) | 408444 | 3086.643 | 1851.9858 | 4629.9645 | 5741.156 | 40.5585 | 0
Cold store | Cold Store 224 | 75% at 15-30°C (condenser); 25% at 60-90°C (desuperheating and oil cooling) | 433422 | 3275.4037 | 1965.2422 | 4913.1055 | 6092.2509 | 43.0388 | 0
Cold store | Cold Store 225 | 75% at 15-30°C (condenser); 25% at 60-90°C (desuperheating and oil cooling) | 473600 | 3579.032 | 2147.4192 | 5368.5479 | 6656.9995 | 47.0285 | 0
Cold store | Cold Store 226 | 75% at 15-30°C (condenser); 25% at 60-90°C (desuperheating and oil cooling) | 501424 | 3789.3001 | 2273.5801 | 5683.9501 | 7048.0982 | 49.7914 | 0
Cold store | Cold Store 227 | 75% at 15-30°C (condenser); 25% at 60-90°C (desuperheating and oil cooling) | 521412 | 3940.351 | 2364.2106 | 5910.5264 | 7329.0528 | 51.7762 | 0
Cold store | Cold Store 228 | 75% at 15-30°C (condenser); 25% at 60-90°C (desuperheating and oil cooling) | 523320 | 3954.7699 | 2372.8619 | 5932.1548 | 7355.8719 | 51.9657 | 0
Cold store | Cold Store 229 | 75% at 15-30°C (condenser); 25% at 60-90°C (desuperheating and oil cooling) | 537450 | 4061.5514 | 2436.9308 | 6092.3271 | 7554.4855 | 53.3688 | 0
Cold store | Cold Store 230 | 75% at 15-30°C (condenser); 25% at 60-90°C (desuperheating and oil cooling) | 604500 | 4568.2534 | 2740.9521 | 6852.3801 | 8496.9514 | 60.0269 | 0
Cold store | Cold Store 231 | 75% at 15-30°C (condenser); 25% at 60-90°C (desuperheating and oil cooling) | 611856 | 4623.8433 | 2774.306 | 6935.7649 | 8600.3485 | 60.7573 | 0
Cold store | Cold Store 232 | 75% at 15-30°C (condenser); 25% at 60-90°C (desuperheating and oil cooling) | 628940 | 4752.9484 | 2851.769 | 7129.4226 | 8840.484 | 62.4537 | 0
Cold store | Cold Store 233 | 75% at 15-30°C (condenser); 25% at 60-90°C (desuperheating and oil cooling) | 648000 | 4896.9863 | 2938.1918 | 7345.4795 | 9108.3945 | 64.3464 | 0
Cold store | Cold Store 234 | 75% at 15-30°C (condenser); 25% at 60-90°C (desuperheating and oil cooling) | 663000 | 5010.3425 | 3006.2055 | 7515.5137 | 9319.237 | 65.8359 | 0
Cold store | Cold Store 235 | 75% at 15-30°C (condenser); 25% at 60-90°C (desuperheating and oil cooling) | 695064 | 5252.6526 | 3151.5916 | 7878.9789 | 9769.9338 | 69.0199 | 0
Cold store | Cold Store 236 | 75% at 15-30°C (condenser); 25% at 60-90°C (desuperheating and oil cooling) | 747648 | 5650.034 | 3390.0204 | 8475.051 | 10509.0632 | 74.2414 | 0
Cold store | Cold Store 237 | 75% at 15-30°C (condenser); 25% at 60-90°C (desuperheating and oil cooling) | 800000 | 6045.6621 | 3627.3973 | 9068.4932 | 11244.9315 | 79.44 | 0
Cold store | Cold Store 238 | 75% at 15-30°C (condenser); 25% at 60-90°C (desuperheating and oil cooling) | 849900 | 6422.7603 | 3853.6562 | 9634.1404 | 11946.3341 | 84.3951 | 0
Cold store | Cold Store 239 | 75% at 15-30°C (condenser); 25% at 60-90°C (desuperheating and oil cooling) | 975200 | 7369.6621 | 4421.7973 | 11054.4932 | 13707.5715 | 96.8374 | 0
Cold store | Cold Store 240 | 75% at 15-30°C (condenser); 25% at 60-90°C (desuperheating and oil cooling) | 1091264 | 8246.7668 | 4948.0601 | 12370.1501 | 15338.9862 | 108.3625 | 0
Cold store | Cold Store 241 | 75% at 15-30°C (condenser); 25% at 60-90°C (desuperheating and oil cooling) | 2494000 | 18847.3516 | 11308.411 | 28271.0274 | 35056.074 | 247.6542 | 0

## Supermarkets
Source type | Name (VOA classification) | Address (optional) | Source temperature (oC) | Floor area (m2) | Specific energy consumption | Electrical Energy consumption (MWh/y) | Heat (kW) | kW Peak output | GWh annual heat capture | mean above 250 kW? | peak above 250 kW? | total heat (250 kW mean) | total heat (250 kW peak)
Low-grade industrial/ commercial - supermarkets | Shops | Supermarket 1 | 23 | 551 | 533 | 293.683 | 50.0142 | 75.0213 | 0.43812 | 0 | 0 | 0 | 0
Low-grade industrial/ commercial - supermarkets | Retail Warehouses and Foodstores | Supermarket 2 | 23 | 551.7 | 533 | 294.0561 | 50.0778 | 75.1166 | 0.43868 | 0 | 0 | 0 | 0
Low-grade industrial/ commercial - supermarkets | Food Stores | Supermarket 3 | 23 | 551.8 | 533 | 294.1094 | 50.0868 | 75.1302 | 0.43876 | 0 | 0 | 0 | 0
Low-grade industrial/ commercial - supermarkets | Shops | Supermarket 4 | 23 | 552.1625 | 533 | 294.3026 | 50.1197 | 75.1796 | 0.43905 | 0 | 0 | 0 | 0
Low-grade industrial/ commercial - supermarkets | Food Stores | Supermarket 5 | 23 | 552.2 | 533 | 294.3226 | 50.1231 | 75.1847 | 0.43908 | 0 | 0 | 0 | 0
Low-grade industrial/ commercial - supermarkets | Food Stores | Supermarket 6 | 23 | 552.2125 | 533 | 294.3293 | 50.1243 | 75.1864 | 0.43909 | 0 | 0 | 0 | 0
Low-grade industrial/ commercial - supermarkets | Food Stores | Supermarket 7 | 23 | 552.3375 | 533 | 294.3959 | 50.1356 | 75.2034 | 0.43919 | 0 | 0 | 0 | 0
Low-grade industrial/ commercial - supermarkets | Food Stores | Supermarket 8 | 23 | 553.625 | 533 | 295.0821 | 50.2525 | 75.3787 | 0.44021 | 0 | 0 | 0 | 0
Low-grade industrial/ commercial - supermarkets | Food Stores | Supermarket 9 | 23 | 553.875 | 533 | 295.2154 | 50.2752 | 75.4128 | 0.44041 | 0 | 0 | 0 | 0
Low-grade industrial/ commercial - supermarkets | Shops | Supermarket 10 | 23 | 553.875 | 533 | 295.2154 | 50.2752 | 75.4128 | 0.44041 | 0 | 0 | 0 | 0
Low-grade industrial/ commercial - supermarkets | Food Stores | Supermarket 11 | 23 | 555.0375 | 533 | 295.835 | 50.3807 | 75.571 | 0.44133 | 0 | 0 | 0 | 0
Low-grade industrial/ commercial - supermarkets | Shops | Supermarket 12 | 23 | 555.125 | 533 | 295.8816 | 50.3886 | 75.583 | 0.4414 | 0 | 0 | 0 | 0
Low-grade industrial/ commercial - supermarkets | Shops | Supermarket 13 | 23 | 555.4 | 533 | 296.0282 | 50.4136 | 75.6204 | 0.44162 | 0 | 0 | 0 | 0
Low-grade industrial/ commercial - supermarkets | Shops | Supermarket 14 | 23 | 555.75 | 533 | 296.2147 | 50.4454 | 75.6681 | 0.4419 | 0 | 0 | 0 | 0
Low-grade industrial/ commercial - supermarkets | Shops | Supermarket 15 | 23 | 555.75 | 533 | 296.2147 | 50.4454 | 75.6681 | 0.4419 | 0 | 0 | 0 | 0
Low-grade industrial/ commercial - supermarkets | Food Stores | Supermarket 16 | 23 | 555.8 | 533 | 296.2414 | 50.4499 | 75.6749 | 0.44194 | 0 | 0 | 0 | 0
Low-grade industrial/ commercial - supermarkets | Food Stores | Supermarket 17 | 23 | 556.625 | 533 | 296.6811 | 50.5248 | 75.7872 | 0.4426 | 0 | 0 | 0 | 0
Low-grade industrial/ commercial - supermarkets | Food Stores | Supermarket 18 | 23 | 557.25 | 533 | 297.0143 | 50.5815 | 75.8723 | 0.44309 | 0 | 0 | 0 | 0
Low-grade industrial/ commercial - supermarkets | Food Stores | Supermarket 19 | 23 | 557.7375 | 533 | 297.2741 | 50.6258 | 75.9387 | 0.44348 | 0 | 0 | 0 | 0
Low-grade industrial/ commercial - supermarkets | Food Stores | Supermarket 20 | 23 | 558.7 | 533 | 297.7871 | 50.7131 | 76.0697 | 0.44425 | 0 | 0 | 0 | 0
Low-grade industrial/ commercial - supermarkets | Shops | Supermarket 21 | 23 | 558.85 | 533 | 297.8671 | 50.7268 | 76.0901 | 0.44437 | 0 | 0 | 0 | 0
Low-grade industrial/ commercial - supermarkets | Food Stores | Supermarket 22 | 23 | 558.9 | 533 | 297.8937 | 50.7313 | 76.0969 | 0.44441 | 0 | 0 | 0 | 0
Low-grade industrial/ commercial - supermarkets | Shops | Supermarket 23 | 23 | 559.01 | 533 | 297.9523 | 50.7413 | 76.1119 | 0.44449 | 0 | 0 | 0 | 0
Low-grade industrial/ commercial - supermarkets | Shops | Supermarket 24 | 23 | 559.04 | 533 | 297.9683 | 50.744 | 76.116 | 0.44452 | 0 | 0 | 0 | 0
Low-grade industrial/ commercial - supermarkets | Food Stores | Supermarket 25 | 23 | 559.625 | 533 | 298.2801 | 50.7971 | 76.1957 | 0.44498 | 0 | 0 | 0 | 0
Low-grade industrial/ commercial - supermarkets | Food Stores | Supermarket 26 | 23 | 560.2875 | 533 | 298.6332 | 50.8572 | 76.2859 | 0.44551 | 0 | 0 | 0 | 0
Low-grade industrial/ commercial - supermarkets | Food Stores | Supermarket 27 | 23 | 560.5 | 533 | 298.7465 | 50.8765 | 76.3148 | 0.44568 | 0 | 0 | 0 | 0
Low-grade industrial/ commercial - supermarkets | Food Stores | Supermarket 28 | 23 | 560.825 | 533 | 298.9197 | 50.906 | 76.359 | 0.44594 | 0 | 0 | 0 | 0
Low-grade industrial/ commercial - supermarkets | Shops | Supermarket 29 | 23 | 560.925 | 533 | 298.973 | 50.9151 | 76.3727 | 0.44602 | 0 | 0 | 0 | 0
Low-grade industrial/ commercial - supermarkets | Shops | Supermarket 30 | 23 | 561.125 | 533 | 299.0796 | 50.9333 | 76.3999 | 0.44618 | 0 | 0 | 0 | 0
Low-grade industrial/ commercial - supermarkets | Food Stores | Supermarket 31 | 23 | 561.2625 | 533 | 299.1529 | 50.9457 | 76.4186 | 0.44628 | 0 | 0 | 0 | 0
Low-grade industrial/ commercial - supermarkets | Food Stores | Supermarket 32 | 23 | 561.75 | 533 | 299.4128 | 50.99 | 76.485 | 0.44667 | 0 | 0 | 0 | 0
Low-grade industrial/ commercial - supermarkets | Shops | Supermarket 33 | 23 | 561.8 | 533 | 299.4394 | 50.9945 | 76.4918 | 0.44671 | 0 | 0 | 0 | 0
Low-grade industrial/ commercial - supermarkets | Shops | Supermarket 34 | 23 | 562.3125 | 533 | 299.7126 | 51.041 | 76.5616 | 0.44712 | 0 | 0 | 0 | 0
Low-grade industrial/ commercial - supermarkets | Shops | Supermarket 35 | 23 | 563.425 | 533 | 300.3055 | 51.142 | 76.713 | 0.448 | 0 | 0 | 0 | 0
Low-grade industrial/ commercial - supermarkets | Food Stores | Supermarket 36 | 23 | 563.825 | 533 | 300.5187 | 51.1783 | 76.7675 | 0.44832 | 0 | 0 | 0 | 0
Low-grade industrial/ commercial - supermarkets | Shops | Supermarket 37 | 23 | 564 | 533 | 300.612 | 51.1942 | 76.7913 | 0.44846 | 0 | 0 | 0 | 0
Low-grade industrial/ commercial - supermarkets | Food Stores | Supermarket 38 | 23 | 564.2875 | 533 | 300.7652 | 51.2203 | 76.8305 | 0.44869 | 0 | 0 | 0 | 0
Low-grade industrial/ commercial - supermarkets | Food Stores | Supermarket 39 | 23 | 564.5 | 533 | 300.8785 | 51.2396 | 76.8594 | 0.44886 | 0 | 0 | 0 | 0
Low-grade industrial/ commercial - supermarkets | Shops | Supermarket 40 | 23 | 564.6125 | 533 | 300.9385 | 51.2498 | 76.8747 | 0.44895 | 0 | 0 | 0 | 0
Low-grade industrial/ commercial - supermarkets | Shops | Supermarket 41 | 23 | 565.475 | 533 | 301.3982 | 51.3281 | 76.9922 | 0.44963 | 0 | 0 | 0 | 0
Low-grade industrial/ commercial - supermarkets | Shops | Supermarket 42 | 23 | 565.6 | 533 | 301.4648 | 51.3395 | 77.0092 | 0.44973 | 0 | 0 | 0 | 0
Low-grade industrial/ commercial - supermarkets | Shops | Supermarket 43 | 23 | 565.875 | 533 | 301.6114 | 51.3644 | 77.0466 | 0.44995 | 0 | 0 | 0 | 0
Low-grade industrial/ commercial - supermarkets | Shops | Supermarket 44 | 23 | 566 | 533 | 301.678 | 51.3758 | 77.0636 | 0.45005 | 0 | 0 | 0 | 0
Low-grade industrial/ commercial - supermarkets | Food Stores | Supermarket 45 | 23 | 566.675 | 533 | 302.0378 | 51.437 | 77.1555 | 0.45059 | 0 | 0 | 0 | 0
Low-grade industrial/ commercial - supermarkets | Shops | Supermarket 46 | 23 | 566.725 | 533 | 302.0644 | 51.4416 | 77.1624 | 0.45063 | 0 | 0 | 0 | 0
Low-grade industrial/ commercial - supermarkets | Shops | Supermarket 47 | 23 | 566.825 | 533 | 302.1177 | 51.4506 | 77.176 | 0.45071 | 0 | 0 | 0 | 0
Low-grade industrial/ commercial - supermarkets | Food Stores | Supermarket 48 | 23 | 566.875 | 533 | 302.1444 | 51.4552 | 77.1828 | 0.45075 | 0 | 0 | 0 | 0
Low-grade industrial/ commercial - supermarkets | Shops | Supermarket 49 | 23 | 567.425 | 533 | 302.4375 | 51.5051 | 77.2577 | 0.45118 | 0 | 0 | 0 | 0
Low-grade industrial/ commercial - supermarkets | Shops | Supermarket 50 | 23 | 567.78 | 533 | 302.6267 | 51.5373 | 77.306 | 0.45147 | 0 | 0 | 0 | 0
Low-grade industrial/ commercial - supermarkets | Food Stores | Supermarket 51 | 23 | 568.375 | 533 | 302.9439 | 51.5913 | 77.387 | 0.45194 | 0 | 0 | 0 | 0
Low-grade industrial/ commercial - supermarkets | Food Stores | Supermarket 52 | 23 | 568.625 | 533 | 303.0771 | 51.614 | 77.4211 | 0.45214 | 0 | 0 | 0 | 0
Low-grade industrial/ commercial - supermarkets | Food Stores | Supermarket 53 | 23 | 568.625 | 533 | 303.0771 | 51.614 | 77.4211 | 0.45214 | 0 | 0 | 0 | 0
Low-grade industrial/ commercial - supermarkets | Shops | Supermarket 54 | 23 | 568.775 | 533 | 303.1571 | 51.6276 | 77.4415 | 0.45226 | 0 | 0 | 0 | 0
Low-grade industrial/ commercial - supermarkets | Food Stores | Supermarket 55 | 23 | 568.8125 | 533 | 303.1771 | 51.6311 | 77.4466 | 0.45229 | 0 | 0 | 0 | 0
Low-grade industrial/ commercial - supermarkets | Food Stores | Supermarket 56 | 23 | 569.125 | 533 | 303.3436 | 51.6594 | 77.4891 | 0.45254 | 0 | 0 | 0 | 0
Low-grade industrial/ commercial - supermarkets | Food Stores | Supermarket 57 | 23 | 569.1625 | 533 | 303.3636 | 51.6628 | 77.4942 | 0.45257 | 0 | 0 | 0 | 0
Low-grade industrial/ commercial - supermarkets | Food Stores | Supermarket 58 | 23 | 569.25 | 533 | 303.4103 | 51.6708 | 77.5061 | 0.45264 | 0 | 0 | 0 | 0
Low-grade industrial/ commercial - supermarkets | Shops | Supermarket 59 | 23 | 569.7125 | 533 | 303.6568 | 51.7127 | 77.5691 | 0.453 | 0 | 0 | 0 | 0
Low-grade industrial/ commercial - supermarkets | Shops | Supermarket 60 | 23 | 569.725 | 533 | 303.6634 | 51.7139 | 77.5708 | 0.45301 | 0 | 0 | 0 | 0
Low-grade industrial/ commercial - supermarkets | Shops | Supermarket 61 | 23 | 569.95 | 533 | 303.7833 | 51.7343 | 77.6015 | 0.45319 | 0 | 0 | 0 | 0
Low-grade industrial/ commercial - supermarkets | Food Stores | Supermarket 62 | 23 | 570.1 | 533 | 303.8633 | 51.7479 | 77.6219 | 0.45331 | 0 | 0 | 0 | 0
Low-grade industrial/ commercial - supermarkets | Food Stores | Supermarket 63 | 23 | 570.125 | 533 | 303.8766 | 51.7502 | 77.6253 | 0.45333 | 0 | 0 | 0 | 0
Low-grade industrial/ commercial - supermarkets | Food Stores | Supermarket 64 | 23 | 570.25 | 533 | 303.9432 | 51.7615 | 77.6423 | 0.45343 | 0 | 0 | 0 | 0
Low-grade industrial/ commercial - supermarkets | Food Stores | Supermarket 65 | 23 | 570.625 | 533 | 304.1431 | 51.7956 | 77.6934 | 0.45373 | 0 | 0 | 0 | 0
Low-grade industrial/ commercial - supermarkets | Retail Warehouses and Foodstores | Supermarket 66 | 23 | 570.78 | 533 | 304.2257 | 51.8096 | 77.7145 | 0.45385 | 0 | 0 | 0 | 0
Low-grade industrial/ commercial - supermarkets | Shops | Supermarket 67 | 23 | 570.925 | 533 | 304.303 | 51.8228 | 77.7342 | 0.45397 | 0 | 0 | 0 | 0
Low-grade industrial/ commercial - supermarkets | Food Stores | Supermarket 68 | 23 | 571.875 | 533 | 304.8094 | 51.909 | 77.8636 | 0.45472 | 0 | 0 | 0 | 0
Low-grade industrial/ commercial - supermarkets | Food Stores | Supermarket 69 | 23 | 572.5 | 533 | 305.1425 | 51.9658 | 77.9487 | 0.45522 | 0 | 0 | 0 | 0
Low-grade industrial/ commercial - supermarkets | Shops | Supermarket 70 | 23 | 572.7 | 533 | 305.2491 | 51.9839 | 77.9759 | 0.45538 | 0 | 0 | 0 | 0
Low-grade industrial/ commercial - supermarkets | Food Stores | Supermarket 71 | 23 | 572.775 | 533 | 305.2891 | 51.9907 | 77.9861 | 0.45544 | 0 | 0 | 0 | 0
Low-grade industrial/ commercial - supermarkets | Food Stores | Supermarket 72 | 23 | 575.125 | 533 | 306.5416 | 52.204 | 78.3061 | 0.45731 | 0 | 0 | 0 | 0
Low-grade industrial/ commercial - supermarkets | Food Stores | Supermarket 73 | 23 | 575.125 | 533 | 306.5416 | 52.204 | 78.3061 | 0.45731 | 0 | 0 | 0 | 0
Low-grade industrial/ commercial - supermarkets | Food Stores | Supermarket 74 | 23 | 575.5 | 533 | 306.7415 | 52.2381 | 78.3571 | 0.45761 | 0 | 0 | 0 | 0
Low-grade industrial/ commercial - supermarkets | Food Stores | Supermarket 75 | 23 | 576.4125 | 533 | 307.2279 | 52.3209 | 78.4814 | 0.45833 | 0 | 0 | 0 | 0
Low-grade industrial/ commercial - supermarkets | Shops | Supermarket 76 | 23 | 576.4375 | 533 | 307.2412 | 52.3232 | 78.4848 | 0.45835 | 0 | 0 | 0 | 0
Low-grade industrial/ commercial - supermarkets | Food Stores | Supermarket 77 | 23 | 577.25 | 533 | 307.6742 | 52.3969 | 78.5954 | 0.459 | 0 | 0 | 0 | 0
Low-grade industrial/ commercial - supermarkets | Shops | Supermarket 78 | 23 | 577.2875 | 533 | 307.6942 | 52.4003 | 78.6005 | 0.45903 | 0 | 0 | 0 | 0
Low-grade industrial/ commercial - supermarkets | Shops | Supermarket 79 | 23 | 578.125 | 533 | 308.1406 | 52.4763 | 78.7145 | 0.45969 | 0 | 0 | 0 | 0
Low-grade industrial/ commercial - supermarkets | Shops | Supermarket 80 | 23 | 578.4625 | 533 | 308.3205 | 52.507 | 78.7605 | 0.45996 | 0 | 0 | 0 | 0
Low-grade industrial/ commercial - supermarkets | Shops | Supermarket 81 | 23 | 580.1375 | 533 | 309.2133 | 52.659 | 78.9885 | 0.46129 | 0 | 0 | 0 | 0
Low-grade industrial/ commercial - supermarkets | Food Stores | Supermarket 82 | 23 | 580.375 | 533 | 309.3399 | 52.6806 | 79.0209 | 0.46148 | 0 | 0 | 0 | 0
Low-grade industrial/ commercial - supermarkets | Food Stores | Supermarket 83 | 23 | 580.6 | 533 | 309.4598 | 52.701 | 79.0515 | 0.46166 | 0 | 0 | 0 | 0
Low-grade industrial/ commercial - supermarkets | Retail Warehouses and Foodstores | Supermarket 84 | 23 | 581.3 | 533 | 309.8329 | 52.7645 | 79.1468 | 0.46222 | 0 | 0 | 0 | 0
Low-grade industrial/ commercial - supermarkets | Shops | Supermarket 85 | 23 | 581.3 | 533 | 309.8329 | 52.7645 | 79.1468 | 0.46222 | 0 | 0 | 0 | 0
Low-grade industrial/ commercial - supermarkets | Food Stores | Supermarket 86 | 23 | 581.875 | 533 | 310.1394 | 52.8167 | 79.2251 | 0.46267 | 0 | 0 | 0 | 0
Low-grade industrial/ commercial - supermarkets | Shops | Supermarket 87 | 23 | 582.95 | 533 | 310.7124 | 52.9143 | 79.3715 | 0.46353 | 0 | 0 | 0 | 0
Low-grade industrial/ commercial - supermarkets | Food Stores | Supermarket 88 | 23 | 583.0125 | 533 | 310.7457 | 52.92 | 79.38 | 0.46358 | 0 | 0 | 0 | 0
Low-grade industrial/ commercial - supermarkets | Shops | Supermarket 89 | 23 | 583.1 | 533 | 310.7923 | 52.9279 | 79.3919 | 0.46365 | 0 | 0 | 0 | 0
Low-grade industrial/ commercial - supermarkets | Food Stores | Supermarket 90 | 23 | 583.4125 | 533 | 310.9589 | 52.9563 | 79.4344 | 0.4639 | 0 | 0 | 0 | 0
Low-grade industrial/ commercial - supermarkets | Food Stores | Supermarket 91 | 23 | 583.525 | 533 | 311.0188 | 52.9665 | 79.4498 | 0.46399 | 0 | 0 | 0 | 0
Low-grade industrial/ commercial - supermarkets | Food Stores | Supermarket 92 | 23 | 585 | 533 | 311.805 | 53.1004 | 79.6506 | 0.46516 | 0 | 0 | 0 | 0
Low-grade industrial/ commercial - supermarkets | Food Stores | Supermarket 93 | 23 | 585.375 | 533 | 312.0049 | 53.1344 | 79.7016 | 0.46546 | 0 | 0 | 0 | 0
Low-grade industrial/ commercial - supermarkets | Food Stores | Supermarket 94 | 23 | 585.625 | 533 | 312.1381 | 53.1571 | 79.7357 | 0.46566 | 0 | 0 | 0 | 0
Low-grade industrial/ commercial - supermarkets | Shops | Supermarket 95 | 23 | 586 | 533 | 312.338 | 53.1912 | 79.7867 | 0.46595 | 0 | 0 | 0 | 0
Low-grade industrial/ commercial - supermarkets | Large Food Stores (750 - 2500m2) | Supermarket 96 | 23 | 586.18 | 533 | 312.4339 | 53.2075 | 79.8112 | 0.4661 | 0 | 0 | 0 | 0
Low-grade industrial/ commercial - supermarkets | Food Stores | Supermarket 97 | 23 | 586.375 | 533 | 312.5379 | 53.2252 | 79.8378 | 0.46625 | 0 | 0 | 0 | 0
Low-grade industrial/ commercial - supermarkets | Shops | Supermarket 98 | 23 | 586.55 | 533 | 312.6311 | 53.2411 | 79.8616 | 0.46639 | 0 | 0 | 0 | 0
Low-grade industrial/ commercial - supermarkets | Food Stores | Supermarket 99 | 23 | 587.25 | 533 | 313.0043 | 53.3046 | 79.9569 | 0.46695 | 0 | 0 | 0 | 0
Low-grade industrial/ commercial - supermarkets | Food Stores | Supermarket 100 | 23 | 588.7875 | 533 | 313.8237 | 53.4442 | 80.1663 | 0.46817 | 0 | 0 | 0 | 0
Low-grade industrial/ commercial - supermarkets | Food Stores | Supermarket 101 | 23 | 589.25 | 533 | 314.0702 | 53.4862 | 80.2292 | 0.46854 | 0 | 0 | 0 | 0
Low-grade industrial/ commercial - supermarkets | Food Stores | Supermarket 102 | 23 | 590.5375 | 533 | 314.7565 | 53.603 | 80.4045 | 0.46956 | 0 | 0 | 0 | 0
Low-grade industrial/ commercial - supermarkets | Shops | Supermarket 103 | 23 | 591.25 | 533 | 315.1363 | 53.6677 | 80.5016 | 0.47013 | 0 | 0 | 0 | 0
Low-grade industrial/ commercial - supermarkets | Shops | Supermarket 104 | 23 | 592.1 | 533 | 315.5893 | 53.7449 | 80.6173 | 0.4708 | 0 | 0 | 0 | 0
Low-grade industrial/ commercial - supermarkets | Food Stores | Supermarket 105 | 23 | 592.3 | 533 | 315.6959 | 53.763 | 80.6445 | 0.47096 | 0 | 0 | 0 | 0
Low-grade industrial/ commercial - supermarkets | Food Stores | Supermarket 106 | 23 | 592.375 | 533 | 315.7359 | 53.7698 | 80.6547 | 0.47102 | 0 | 0 | 0 | 0
Low-grade industrial/ commercial - supermarkets | Large Food Stores (750 - 2500m2) | Supermarket 107 | 23 | 593.6 | 533 | 316.3888 | 53.881 | 80.8215 | 0.472 | 0 | 0 | 0 | 0
Low-grade industrial/ commercial - supermarkets | Shops | Supermarket 108 | 23 | 593.7875 | 533 | 316.4887 | 53.898 | 80.847 | 0.47215 | 0 | 0 | 0 | 0
Low-grade industrial/ commercial - supermarkets | Shops | Supermarket 109 | 23 | 594.675 | 533 | 316.9618 | 53.9786 | 80.9679 | 0.47285 | 0 | 0 | 0 | 0
Low-grade industrial/ commercial - supermarkets | Food Stores | Supermarket 110 | 23 | 594.7625 | 533 | 317.0084 | 53.9865 | 80.9798 | 0.47292 | 0 | 0 | 0 | 0
Low-grade industrial/ commercial - supermarkets | Food Stores | Supermarket 111 | 23 | 595.275 | 533 | 317.2816 | 54.0331 | 81.0496 | 0.47333 | 0 | 0 | 0 | 0
Low-grade industrial/ commercial - supermarkets | Food Stores | Supermarket 112 | 23 | 595.375 | 533 | 317.3349 | 54.0421 | 81.0632 | 0.47341 | 0 | 0 | 0 | 0
Low-grade industrial/ commercial - supermarkets | Food Stores | Supermarket 113 | 23 | 595.8 | 533 | 317.5614 | 54.0807 | 81.1211 | 0.47375 | 0 | 0 | 0 | 0
Low-grade industrial/ commercial - supermarkets | Food Stores | Supermarket 114 | 23 | 596.125 | 533 | 317.7346 | 54.1102 | 81.1653 | 0.47401 | 0 | 0 | 0 | 0
Low-grade industrial/ commercial - supermarkets | Food Stores | Supermarket 115 | 23 | 596.5 | 533 | 317.9345 | 54.1442 | 81.2164 | 0.4743 | 0 | 0 | 0 | 0
Low-grade industrial/ commercial - supermarkets | Food Stores | Supermarket 116 | 23 | 597 | 533 | 318.201 | 54.1896 | 81.2844 | 0.4747 | 0 | 0 | 0 | 0
Low-grade industrial/ commercial - supermarkets | Large Food Stores (750 - 2500m2) | Supermarket 117 | 23 | 597.8 | 533 | 318.6274 | 54.2622 | 81.3934 | 0.47534 | 0 | 0 | 0 | 0
Low-grade industrial/ commercial - supermarkets | Shops | Supermarket 118 | 23 | 598.375 | 533 | 318.9339 | 54.3144 | 81.4717 | 0.47579 | 0 | 0 | 0 | 0
Low-grade industrial/ commercial - supermarkets | Food Stores | Supermarket 119 | 23 | 599.65 | 533 | 319.6135 | 54.4302 | 81.6453 | 0.47681 | 0 | 0 | 0 | 0
Low-grade industrial/ commercial - supermarkets | Food Stores | Supermarket 120 | 23 | 599.875 | 533 | 319.7334 | 54.4506 | 81.6759 | 0.47699 | 0 | 0 | 0 | 0
Low-grade industrial/ commercial - supermarkets | Food Stores | Supermarket 121 | 23 | 600.875 | 533 | 320.2664 | 54.5414 | 81.812 | 0.47778 | 0 | 0 | 0 | 0
Low-grade industrial/ commercial - supermarkets | Food Stores | Supermarket 122 | 23 | 600.8875 | 533 | 320.273 | 54.5425 | 81.8137 | 0.47779 | 0 | 0 | 0 | 0
Low-grade industrial/ commercial - supermarkets | Food Stores | Supermarket 123 | 23 | 601.175 | 533 | 320.4263 | 54.5686 | 81.8529 | 0.47802 | 0 | 0 | 0 | 0
Low-grade industrial/ commercial - supermarkets | Shops | Supermarket 124 | 23 | 602 | 533 | 320.866 | 54.6435 | 81.9652 | 0.47868 | 0 | 0 | 0 | 0
Low-grade industrial/ commercial - supermarkets | Food Stores | Supermarket 125 | 23 | 602.25 | 533 | 320.9993 | 54.6662 | 81.9993 | 0.47888 | 0 | 0 | 0 | 0
Low-grade industrial/ commercial - supermarkets | Food Stores | Supermarket 126 | 23 | 602.3625 | 533 | 321.0592 | 54.6764 | 82.0146 | 0.47897 | 0 | 0 | 0 | 0
Low-grade industrial/ commercial - supermarkets | Food Stores | Supermarket 127 | 23 | 602.5 | 533 | 321.1325 | 54.6889 | 82.0333 | 0.47907 | 0 | 0 | 0 | 0
Low-grade industrial/ commercial - supermarkets | Large Food Stores (750 - 2500m2) | Supermarket 128 | 23 | 602.57 | 533 | 321.1698 | 54.6952 | 82.0428 | 0.47913 | 0 | 0 | 0 | 0
Low-grade industrial/ commercial - supermarkets | Food Stores | Supermarket 129 | 23 | 602.675 | 533 | 321.2258 | 54.7047 | 82.0571 | 0.47921 | 0 | 0 | 0 | 0
Low-grade industrial/ commercial - supermarkets | Shops | Supermarket 130 | 23 | 603.3 | 533 | 321.5589 | 54.7615 | 82.1422 | 0.47971 | 0 | 0 | 0 | 0
Low-grade industrial/ commercial - supermarkets | Food Stores | Supermarket 131 | 23 | 603.975 | 533 | 321.9187 | 54.8228 | 82.2341 | 0.48025 | 0 | 0 | 0 | 0
Low-grade industrial/ commercial - supermarkets | Shops | Supermarket 132 | 23 | 604.375 | 533 | 322.1319 | 54.8591 | 82.2886 | 0.48057 | 0 | 0 | 0 | 0
Low-grade industrial/ commercial - supermarkets | Shops | Supermarket 133 | 23 | 604.475 | 533 | 322.1852 | 54.8681 | 82.3022 | 0.48064 | 0 | 0 | 0 | 0
Low-grade industrial/ commercial - supermarkets | Food Stores | Supermarket 134 | 23 | 605.875 | 533 | 322.9314 | 54.9952 | 82.4928 | 0.48176 | 0 | 0 | 0 | 0
Low-grade industrial/ commercial - supermarkets | Large Food Stores (750 - 2500m2) | Supermarket 135 | 23 | 606.3 | 533 | 323.1579 | 55.0338 | 82.5507 | 0.4821 | 0 | 0 | 0 | 0
Low-grade industrial/ commercial - supermarkets | Food Stores | Supermarket 136 | 23 | 607.35 | 533 | 323.7175 | 55.1291 | 82.6936 | 0.48293 | 0 | 0 | 0 | 0
Low-grade industrial/ commercial - supermarkets | Food Stores | Supermarket 137 | 23 | 611.25 | 533 | 325.7962 | 55.4831 | 83.2247 | 0.48603 | 0 | 0 | 0 | 0
Low-grade industrial/ commercial - supermarkets | Food Stores | Supermarket 138 | 23 | 611.95 | 533 | 326.1694 | 55.5466 | 83.32 | 0.48659 | 0 | 0 | 0 | 0
Low-grade industrial/ commercial - supermarkets | Large Food Stores (750 - 2500m2) | Supermarket 139 | 23 | 612.36 | 533 | 326.3879 | 55.5839 | 83.3758 | 0.48691 | 0 | 0 | 0 | 0
Low-grade industrial/ commercial - supermarkets | Shops | Supermarket 140 | 23 | 614.025 | 533 | 327.2753 | 55.735 | 83.6025 | 0.48824 | 0 | 0 | 0 | 0
Low-grade industrial/ commercial - supermarkets | Shops | Supermarket 141 | 23 | 614.5 | 533 | 327.5285 | 55.7781 | 83.6672 | 0.48862 | 0 | 0 | 0 | 0
Low-grade industrial/ commercial - supermarkets | Food Stores | Supermarket 142 | 23 | 615.5 | 533 | 328.0615 | 55.8689 | 83.8033 | 0.48941 | 0 | 0 | 0 | 0
Low-grade industrial/ commercial - supermarkets | Shops | Supermarket 143 | 23 | 615.9 | 533 | 328.2747 | 55.9052 | 83.8578 | 0.48973 | 0 | 0 | 0 | 0
Low-grade industrial/ commercial - supermarkets | Shops | Supermarket 144 | 23 | 617 | 533 | 328.861 | 56.005 | 84.0075 | 0.4906 | 0 | 0 | 0 | 0
Low-grade industrial/ commercial - supermarkets | Food Stores | Supermarket 145 | 23 | 618.1 | 533 | 329.4473 | 56.1049 | 84.1573 | 0.49148 | 0 | 0 | 0 | 0
Low-grade industrial/ commercial - supermarkets | Food Stores | Supermarket 146 | 23 | 618.4 | 533 | 329.6072 | 56.1321 | 84.1982 | 0.49172 | 0 | 0 | 0 | 0
Low-grade industrial/ commercial - supermarkets | Shops | Supermarket 147 | 23 | 619.5625 | 533 | 330.2268 | 56.2376 | 84.3564 | 0.49264 | 0 | 0 | 0 | 0
Low-grade industrial/ commercial - supermarkets | Food Stores | Supermarket 148 | 23 | 619.7 | 533 | 330.3001 | 56.2501 | 84.3752 | 0.49275 | 0 | 0 | 0 | 0
Low-grade industrial/ commercial - supermarkets | Retail Warehouses and Foodstores | Supermarket 149 | 23 | 620 | 533 | 330.46 | 56.2773 | 84.416 | 0.49299 | 0 | 0 | 0 | 0
Low-grade industrial/ commercial - supermarkets | Food Stores | Supermarket 150 | 23 | 620.4 | 533 | 330.6732 | 56.3136 | 84.4705 | 0.49331 | 0 | 0 | 0 | 0
Low-grade industrial/ commercial - supermarkets | Food Stores | Supermarket 151 | 23 | 621.5 | 533 | 331.2595 | 56.4135 | 84.6202 | 0.49418 | 0 | 0 | 0 | 0
Low-grade industrial/ commercial - supermarkets | Food Stores | Supermarket 152 | 23 | 621.625 | 533 | 331.3261 | 56.4248 | 84.6373 | 0.49428 | 0 | 0 | 0 | 0
Low-grade industrial/ commercial - supermarkets | Food Stores | Supermarket 153 | 23 | 621.7 | 533 | 331.3661 | 56.4316 | 84.6475 | 0.49434 | 0 | 0 | 0 | 0
Low-grade industrial/ commercial - supermarkets | Food Stores | Supermarket 154 | 23 | 622.1125 | 533 | 331.586 | 56.4691 | 84.7036 | 0.49467 | 0 | 0 | 0 | 0
Low-grade industrial/ commercial - supermarkets | Shops | Supermarket 155 | 23 | 622.3625 | 533 | 331.7192 | 56.4918 | 84.7377 | 0.49487 | 0 | 0 | 0 | 0
Low-grade industrial/ commercial - supermarkets | Shops | Supermarket 156 | 23 | 622.525 | 533 | 331.8058 | 56.5065 | 84.7598 | 0.495 | 0 | 0 | 0 | 0
Low-grade industrial/ commercial - supermarkets | Shops | Supermarket 157 | 23 | 623.375 | 533 | 332.2589 | 56.5837 | 84.8755 | 0.49567 | 0 | 0 | 0 | 0
Low-grade industrial/ commercial - supermarkets | Food Stores | Supermarket 158 | 23 | 623.625 | 533 | 332.3921 | 56.6064 | 84.9096 | 0.49587 | 0 | 0 | 0 | 0
Low-grade industrial/ commercial - supermarkets | Shops | Supermarket 159 | 23 | 623.75 | 533 | 332.4588 | 56.6177 | 84.9266 | 0.49597 | 0 | 0 | 0 | 0
Low-grade industrial/ commercial - supermarkets | Shops | Supermarket 160 | 23 | 623.8875 | 533 | 332.532 | 56.6302 | 84.9453 | 0.49608 | 0 | 0 | 0 | 0
Low-grade industrial/ commercial - supermarkets | Food Stores | Supermarket 161 | 23 | 625 | 533 | 333.125 | 56.7312 | 85.0968 | 0.49697 | 0 | 0 | 0 | 0
Low-grade industrial/ commercial - supermarkets | Food Stores | Supermarket 162 | 23 | 625.125 | 533 | 333.1916 | 56.7425 | 85.1138 | 0.49706 | 0 | 0 | 0 | 0
Low-grade industrial/ commercial - supermarkets | Food Stores | Supermarket 163 | 23 | 625.125 | 533 | 333.1916 | 56.7425 | 85.1138 | 0.49706 | 0 | 0 | 0 | 0
Low-grade industrial/ commercial - supermarkets | Food Stores | Supermarket 164 | 23 | 625.225 | 533 | 333.2449 | 56.7516 | 85.1274 | 0.49714 | 0 | 0 | 0 | 0
Low-grade industrial/ commercial - supermarkets | Shops | Supermarket 165 | 23 | 626.425 | 533 | 333.8845 | 56.8605 | 85.2908 | 0.4981 | 0 | 0 | 0 | 0
Low-grade industrial/ commercial - supermarkets | Food Stores | Supermarket 166 | 23 | 626.625 | 533 | 333.9911 | 56.8787 | 85.318 | 0.49826 | 0 | 0 | 0 | 0
Low-grade industrial/ commercial - supermarkets | Food Stores | Supermarket 167 | 23 | 626.7 | 533 | 334.0311 | 56.8855 | 85.3282 | 0.49832 | 0 | 0 | 0 | 0
Low-grade industrial/ commercial - supermarkets | Shops | Supermarket 168 | 23 | 627.5 | 533 | 334.4575 | 56.9581 | 85.4372 | 0.49895 | 0 | 0 | 0 | 0
Low-grade industrial/ commercial - supermarkets | Food Stores | Supermarket 169 | 23 | 627.625 | 533 | 334.5241 | 56.9695 | 85.4542 | 0.49905 | 0 | 0 | 0 | 0
Low-grade industrial/ commercial - supermarkets | Food Stores | Supermarket 170 | 23 | 628 | 533 | 334.724 | 57.0035 | 85.5052 | 0.49935 | 0 | 0 | 0 | 0
Low-grade industrial/ commercial - supermarkets | Food Stores | Supermarket 171 | 23 | 628.0875 | 533 | 334.7706 | 57.0114 | 85.5172 | 0.49942 | 0 | 0 | 0 | 0
Low-grade industrial/ commercial - supermarkets | Food Stores | Supermarket 172 | 23 | 628.875 | 533 | 335.1904 | 57.0829 | 85.6244 | 0.50005 | 0 | 0 | 0 | 0
Low-grade industrial/ commercial - supermarkets | Shops | Supermarket 173 | 23 | 628.9375 | 533 | 335.2237 | 57.0886 | 85.6329 | 0.5001 | 0 | 0 | 0 | 0
Low-grade industrial/ commercial - supermarkets | Food Stores | Supermarket 174 | 23 | 629.4625 | 533 | 335.5035 | 57.1362 | 85.7044 | 0.50051 | 0 | 0 | 0 | 0
Low-grade industrial/ commercial - supermarkets | Food Stores | Supermarket 175 | 23 | 630.125 | 533 | 335.8566 | 57.1964 | 85.7946 | 0.50104 | 0 | 0 | 0 | 0
Low-grade industrial/ commercial - supermarkets | Food Stores | Supermarket 176 | 23 | 630.75 | 533 | 336.1898 | 57.2531 | 85.8797 | 0.50154 | 0 | 0 | 0 | 0
Low-grade industrial/ commercial - supermarkets | Shops | Supermarket 177 | 23 | 630.875 | 533 | 336.2564 | 57.2645 | 85.8967 | 0.50164 | 0 | 0 | 0 | 0
Low-grade industrial/ commercial - supermarkets | Shops | Supermarket 178 | 23 | 631.0125 | 533 | 336.3297 | 57.2769 | 85.9154 | 0.50175 | 0 | 0 | 0 | 0
Low-grade industrial/ commercial - supermarkets | Food Stores | Supermarket 179 | 23 | 631.625 | 533 | 336.6561 | 57.3325 | 85.9988 | 0.50223 | 0 | 0 | 0 | 0
Low-grade industrial/ commercial - supermarkets | Food Stores | Supermarket 180 | 23 | 632.225 | 533 | 336.9759 | 57.387 | 86.0805 | 0.50271 | 0 | 0 | 0 | 0
Low-grade industrial/ commercial - supermarkets | Shops | Supermarket 181 | 23 | 632.2875 | 533 | 337.0092 | 57.3927 | 86.089 | 0.50276 | 0 | 0 | 0 | 0
Low-grade industrial/ commercial - supermarkets | Food Stores | Supermarket 182 | 23 | 632.375 | 533 | 337.0559 | 57.4006 | 86.1009 | 0.50283 | 0 | 0 | 0 | 0
Low-grade industrial/ commercial - supermarkets | Shops | Supermarket 183 | 23 | 632.88 | 533 | 337.325 | 57.4465 | 86.1697 | 0.50323 | 0 | 0 | 0 | 0
Low-grade industrial/ commercial - supermarkets | Food Stores | Supermarket 184 | 23 | 634.375 | 533 | 338.1219 | 57.5822 | 86.3732 | 0.50442 | 0 | 0 | 0 | 0
Low-grade industrial/ commercial - supermarkets | Shops | Supermarket 185 | 23 | 635.4625 | 533 | 338.7015 | 57.6809 | 86.5213 | 0.50528 | 0 | 0 | 0 | 0
Low-grade industrial/ commercial - supermarkets | Shops | Supermarket 186 | 23 | 635.75 | 533 | 338.8548 | 57.707 | 86.5604 | 0.50551 | 0 | 0 | 0 | 0
Low-grade industrial/ commercial - supermarkets | Food Stores | Supermarket 187 | 23 | 636.125 | 533 | 339.0546 | 57.741 | 86.6115 | 0.50581 | 0 | 0 | 0 | 0
Low-grade industrial/ commercial - supermarkets | Shops | Supermarket 188 | 23 | 636.5375 | 533 | 339.2745 | 57.7784 | 86.6677 | 0.50614 | 0 | 0 | 0 | 0
Low-grade industrial/ commercial - supermarkets | Food Stores | Supermarket 189 | 23 | 636.7625 | 533 | 339.3944 | 57.7989 | 86.6983 | 0.50632 | 0 | 0 | 0 | 0
Low-grade industrial/ commercial - supermarkets | Food Stores | Supermarket 190 | 23 | 637.6375 | 533 | 339.8608 | 57.8783 | 86.8174 | 0.50701 | 0 | 0 | 0 | 0
Low-grade industrial/ commercial - supermarkets | Shops | Supermarket 191 | 23 | 638.25 | 533 | 340.1873 | 57.9339 | 86.9008 | 0.5075 | 0 | 0 | 0 | 0
Low-grade industrial/ commercial - supermarkets | Retail Warehouses and Foodstores | Supermarket 192 | 23 | 639.5 | 533 | 340.8535 | 58.0474 | 87.071 | 0.50849 | 0 | 0 | 0 | 0
Low-grade industrial/ commercial - supermarkets | Food Stores | Supermarket 193 | 23 | 640.125 | 533 | 341.1866 | 58.1041 | 87.1561 | 0.50899 | 0 | 0 | 0 | 0
Low-grade industrial/ commercial - supermarkets | Retail Warehouses and Foodstores | Supermarket 194 | 23 | 640.7 | 533 | 341.4931 | 58.1563 | 87.2344 | 0.50945 | 0 | 0 | 0 | 0
Low-grade industrial/ commercial - supermarkets | Food Stores | Supermarket 195 | 23 | 641.025 | 533 | 341.6663 | 58.1858 | 87.2787 | 0.50971 | 0 | 0 | 0 | 0
Low-grade industrial/ commercial - supermarkets | Food Stores | Supermarket 196 | 23 | 642.4 | 533 | 342.3992 | 58.3106 | 87.4659 | 0.5108 | 0 | 0 | 0 | 0
Low-grade industrial/ commercial - supermarkets | Food Stores | Supermarket 197 | 23 | 642.8 | 533 | 342.6124 | 58.3469 | 87.5203 | 0.51112 | 0 | 0 | 0 | 0
Low-grade industrial/ commercial - supermarkets | Food Stores | Supermarket 198 | 23 | 643.375 | 533 | 342.9189 | 58.3991 | 87.5986 | 0.51158 | 0 | 0 | 0 | 0
Low-grade industrial/ commercial - supermarkets | Shops | Supermarket 199 | 23 | 643.6 | 533 | 343.0388 | 58.4195 | 87.6293 | 0.51175 | 0 | 0 | 0 | 0
Low-grade industrial/ commercial - supermarkets | Retail Warehouses and Foodstores | Supermarket 200 | 23 | 643.64 | 533 | 343.0601 | 58.4231 | 87.6347 | 0.51179 | 0 | 0 | 0 | 0
Low-grade industrial/ commercial - supermarkets | Shops | Supermarket 201 | 23 | 644.125 | 533 | 343.3186 | 58.4672 | 87.7007 | 0.51217 | 0 | 0 | 0 | 0
Low-grade industrial/ commercial - supermarkets | Food Stores | Supermarket 202 | 23 | 645.875 | 533 | 344.2514 | 58.626 | 87.939 | 0.51356 | 0 | 0 | 0 | 0
Low-grade industrial/ commercial - supermarkets | Food Stores | Supermarket 203 | 23 | 646 | 533 | 344.318 | 58.6374 | 87.956 | 0.51366 | 0 | 0 | 0 | 0
Low-grade industrial/ commercial - supermarkets | Food Stores | Supermarket 204 | 23 | 646.25 | 533 | 344.4513 | 58.66 | 87.9901 | 0.51386 | 0 | 0 | 0 | 0
Low-grade industrial/ commercial - supermarkets | Food Stores | Supermarket 205 | 23 | 646.9375 | 533 | 344.8177 | 58.7225 | 88.0837 | 0.51441 | 0 | 0 | 0 | 0
Low-grade industrial/ commercial - supermarkets | Food Stores | Supermarket 206 | 23 | 647.5 | 533 | 345.1175 | 58.7735 | 88.1603 | 0.51486 | 0 | 0 | 0 | 0
Low-grade industrial/ commercial - supermarkets | Shops | Supermarket 207 | 23 | 647.75 | 533 | 345.2507 | 58.7962 | 88.1943 | 0.51505 | 0 | 0 | 0 | 0
Low-grade industrial/ commercial - supermarkets | Large Food Stores (750 - 2500m2) | Supermarket 208 | 23 | 648.17 | 533 | 345.4746 | 58.8343 | 88.2515 | 0.51539 | 0 | 0 | 0 | 0
Low-grade industrial/ commercial - supermarkets | Shops | Supermarket 209 | 23 | 648.2875 | 533 | 345.5372 | 58.845 | 88.2675 | 0.51548 | 0 | 0 | 0 | 0
Low-grade industrial/ commercial - supermarkets | Shops | Supermarket 210 | 23 | 648.9125 | 533 | 345.8704 | 58.9017 | 88.3526 | 0.51598 | 0 | 0 | 0 | 0
Low-grade industrial/ commercial - supermarkets | Food Stores | Supermarket 211 | 23 | 649.125 | 533 | 345.9836 | 58.921 | 88.3815 | 0.51615 | 0 | 0 | 0 | 0
Low-grade industrial/ commercial - supermarkets | Food Stores | Supermarket 212 | 23 | 649.7 | 533 | 346.2901 | 58.9732 | 88.4598 | 0.51661 | 0 | 0 | 0 | 0
Low-grade industrial/ commercial - supermarkets | Shops | Supermarket 213 | 23 | 649.875 | 533 | 346.3834 | 58.9891 | 88.4836 | 0.51674 | 0 | 0 | 0 | 0
Low-grade industrial/ commercial - supermarkets | Large Food Stores (750 - 2500m2) | Supermarket 214 | 23 | 650 | 533 | 346.45 | 59.0004 | 88.5007 | 0.51684 | 0 | 0 | 0 | 0
Low-grade industrial/ commercial - supermarkets | Shops | Supermarket 215 | 23 | 650.125 | 533 | 346.5166 | 59.0118 | 88.5177 | 0.51694 | 0 | 0 | 0 | 0
Low-grade industrial/ commercial - supermarkets | Food Stores | Supermarket 216 | 23 | 650.7375 | 533 | 346.8431 | 59.0674 | 88.6011 | 0.51743 | 0 | 0 | 0 | 0
Low-grade industrial/ commercial - supermarkets | Food Stores | Supermarket 217 | 23 | 651.375 | 533 | 347.1829 | 59.1252 | 88.6879 | 0.51794 | 0 | 0 | 0 | 0
Low-grade industrial/ commercial - supermarkets | Food Stores | Supermarket 218 | 23 | 651.6 | 533 | 347.3028 | 59.1457 | 88.7185 | 0.51812 | 0 | 0 | 0 | 0
Low-grade industrial/ commercial - supermarkets | Food Stores | Supermarket 219 | 23 | 651.625 | 533 | 347.3161 | 59.1479 | 88.7219 | 0.51814 | 0 | 0 | 0 | 0
Low-grade industrial/ commercial - supermarkets | Shops | Supermarket 220 | 23 | 651.975 | 533 | 347.5027 | 59.1797 | 88.7696 | 0.51841 | 0 | 0 | 0 | 0
Low-grade industrial/ commercial - supermarkets | Shops | Supermarket 221 | 23 | 652.6 | 533 | 347.8358 | 59.2364 | 88.8547 | 0.51891 | 0 | 0 | 0 | 0
Low-grade industrial/ commercial - supermarkets | Food Stores | Supermarket 222 | 23 | 654.025 | 533 | 348.5953 | 59.3658 | 89.0487 | 0.52004 | 0 | 0 | 0 | 0
Low-grade industrial/ commercial - supermarkets | Food Stores | Supermarket 223 | 23 | 654.32 | 533 | 348.7526 | 59.3926 | 89.0888 | 0.52028 | 0 | 0 | 0 | 0
Low-grade industrial/ commercial - supermarkets | Shops | Supermarket 224 | 23 | 654.5625 | 533 | 348.8818 | 59.4146 | 89.1219 | 0.52047 | 0 | 0 | 0 | 0
Low-grade industrial/ commercial - supermarkets | Large Food Stores (750 - 2500m2) | Supermarket 225 | 23 | 654.63 | 533 | 348.9178 | 59.4207 | 89.131 | 0.52053 | 0 | 0 | 0 | 0
Low-grade industrial/ commercial - supermarkets | Food Stores | Supermarket 226 | 23 | 655.7125 | 533 | 349.4948 | 59.519 | 89.2784 | 0.52139 | 0 | 0 | 0 | 0
Low-grade industrial/ commercial - supermarkets | Shops | Supermarket 227 | 23 | 655.9875 | 533 | 349.6413 | 59.5439 | 89.3159 | 0.5216 | 0 | 0 | 0 | 0
Low-grade industrial/ commercial - supermarkets | Food Stores | Supermarket 228 | 23 | 656.02 | 533 | 349.6587 | 59.5469 | 89.3203 | 0.52163 | 0 | 0 | 0 | 0
Low-grade industrial/ commercial - supermarkets | Food Stores | Supermarket 229 | 23 | 657.87 | 533 | 350.6447 | 59.7148 | 89.5722 | 0.5231 | 0 | 0 | 0 | 0
Low-grade industrial/ commercial - supermarkets | Shops | Supermarket 230 | 23 | 658.2625 | 533 | 350.8539 | 59.7504 | 89.6256 | 0.52341 | 0 | 0 | 0 | 0
Low-grade industrial/ commercial - supermarkets | Shops | Supermarket 231 | 23 | 658.7 | 533 | 351.0871 | 59.7901 | 89.6852 | 0.52376 | 0 | 0 | 0 | 0
Low-grade industrial/ commercial - supermarkets | Food Stores | Supermarket 232 | 23 | 658.875 | 533 | 351.1804 | 59.806 | 89.709 | 0.5239 | 0 | 0 | 0 | 0
Low-grade industrial/ commercial - supermarkets | Food Stores | Supermarket 233 | 23 | 658.925 | 533 | 351.207 | 59.8106 | 89.7158 | 0.52394 | 0 | 0 | 0 | 0
Low-grade industrial/ commercial - supermarkets | Shops | Supermarket 234 | 23 | 659.2 | 533 | 351.3536 | 59.8355 | 89.7533 | 0.52416 | 0 | 0 | 0 | 0
Low-grade industrial/ commercial - supermarkets | Shops | Supermarket 235 | 23 | 660.2625 | 533 | 351.9199 | 59.932 | 89.8979 | 0.525 | 0 | 0 | 0 | 0
Low-grade industrial/ commercial - supermarkets | Shops | Supermarket 236 | 23 | 660.75 | 533 | 352.1798 | 59.9762 | 89.9643 | 0.52539 | 0 | 0 | 0 | 0
Low-grade industrial/ commercial - supermarkets | Food Stores | Supermarket 237 | 23 | 661.45 | 533 | 352.5528 | 60.0398 | 90.0596 | 0.52595 | 0 | 0 | 0 | 0
Low-grade industrial/ commercial - supermarkets | Food Stores | Supermarket 238 | 23 | 661.6 | 533 | 352.6328 | 60.0534 | 90.08 | 0.52607 | 0 | 0 | 0 | 0
Low-grade industrial/ commercial - supermarkets | Food Stores | Supermarket 239 | 23 | 662.0125 | 533 | 352.8527 | 60.0908 | 90.1362 | 0.5264 | 0 | 0 | 0 | 0
Low-grade industrial/ commercial - supermarkets | Food Stores | Supermarket 240 | 23 | 662.4 | 533 | 353.0592 | 60.126 | 90.189 | 0.5267 | 0 | 0 | 0 | 0
Low-grade industrial/ commercial - supermarkets | Shops | Supermarket 241 | 23 | 662.875 | 533 | 353.3124 | 60.1691 | 90.2536 | 0.52708 | 0 | 0 | 0 | 0
Low-grade industrial/ commercial - supermarkets | Food Stores | Supermarket 242 | 23 | 663.2875 | 533 | 353.5322 | 60.2065 | 90.3098 | 0.52741 | 0 | 0 | 0 | 0
Low-grade industrial/ commercial - supermarkets | Shops | Supermarket 243 | 23 | 663.625 | 533 | 353.7121 | 60.2372 | 90.3558 | 0.52768 | 0 | 0 | 0 | 0
Low-grade industrial/ commercial - supermarkets | Large Food Stores (750 - 2500m2) | Supermarket 244 | 23 | 664.32 | 533 | 354.0826 | 60.3003 | 90.4504 | 0.52823 | 0 | 0 | 0 | 0
Low-grade industrial/ commercial - supermarkets | Food Stores | Supermarket 245 | 23 | 664.75 | 533 | 354.3118 | 60.3393 | 90.5089 | 0.52857 | 0 | 0 | 0 | 0
Low-grade industrial/ commercial - supermarkets | Shops | Supermarket 246 | 23 | 665.875 | 533 | 354.9114 | 60.4414 | 90.6621 | 0.52947 | 0 | 0 | 0 | 0
Low-grade industrial/ commercial - supermarkets | Shops | Supermarket 247 | 23 | 666.125 | 533 | 355.0446 | 60.4641 | 90.6961 | 0.52967 | 0 | 0 | 0 | 0
Low-grade industrial/ commercial - supermarkets | Food Stores | Supermarket 248 | 23 | 666.25 | 533 | 355.1112 | 60.4754 | 90.7132 | 0.52976 | 0 | 0 | 0 | 0
Low-grade industrial/ commercial - supermarkets | Food Stores | Supermarket 249 | 23 | 666.5 | 533 | 355.2445 | 60.4981 | 90.7472 | 0.52996 | 0 | 0 | 0 | 0
Low-grade industrial/ commercial - supermarkets | Shops | Supermarket 250 | 23 | 668.15 | 533 | 356.124 | 60.6479 | 90.9719 | 0.53128 | 0 | 0 | 0 | 0
Low-grade industrial/ commercial - supermarkets | Food Stores | Supermarket 251 | 23 | 668.375 | 533 | 356.2439 | 60.6683 | 91.0025 | 0.53145 | 0 | 0 | 0 | 0
Low-grade industrial/ commercial - supermarkets | Large Food Stores (750 - 2500m2) | Supermarket 252 | 23 | 668.5 | 533 | 356.3105 | 60.6797 | 91.0195 | 0.53155 | 0 | 0 | 0 | 0
Low-grade industrial/ commercial - supermarkets | Shops | Supermarket 253 | 23 | 669.7 | 533 | 356.9501 | 60.7886 | 91.1829 | 0.53251 | 0 | 0 | 0 | 0
Low-grade industrial/ commercial - supermarkets | Food Stores | Supermarket 254 | 23 | 670.25 | 533 | 357.2432 | 60.8385 | 91.2578 | 0.53295 | 0 | 0 | 0 | 0
Low-grade industrial/ commercial - supermarkets | Food Stores | Supermarket 255 | 23 | 671.3 | 533 | 357.8029 | 60.9338 | 91.4008 | 0.53378 | 0 | 0 | 0 | 0
Low-grade industrial/ commercial - supermarkets | Food Stores | Supermarket 256 | 23 | 671.325 | 533 | 357.8162 | 60.9361 | 91.4042 | 0.5338 | 0 | 0 | 0 | 0
Low-grade industrial/ commercial - supermarkets | Shops | Supermarket 257 | 23 | 671.5 | 533 | 357.9095 | 60.952 | 91.428 | 0.53394 | 0 | 0 | 0 | 0
Low-grade industrial/ commercial - supermarkets | Food Stores | Supermarket 258 | 23 | 671.75 | 533 | 358.0428 | 60.9747 | 91.462 | 0.53414 | 0 | 0 | 0 | 0
Low-grade industrial/ commercial - supermarkets | Large Food Stores (750 - 2500m2) | Supermarket 259 | 23 | 672.7 | 533 | 358.5491 | 61.0609 | 91.5914 | 0.53489 | 0 | 0 | 0 | 0
Low-grade industrial/ commercial - supermarkets | Food Stores | Supermarket 260 | 23 | 673.625 | 533 | 359.0421 | 61.1449 | 91.7173 | 0.53563 | 0 | 0 | 0 | 0
Low-grade industrial/ commercial - supermarkets | Food Stores | Supermarket 261 | 23 | 673.925 | 533 | 359.202 | 61.1721 | 91.7582 | 0.53587 | 0 | 0 | 0 | 0
Low-grade industrial/ commercial - supermarkets | Large Food Stores (750 - 2500m2) | Supermarket 262 | 23 | 674.4 | 533 | 359.4552 | 61.2152 | 91.8228 | 0.53625 | 0 | 0 | 0 | 0
Low-grade industrial/ commercial - supermarkets | Food Stores | Supermarket 263 | 23 | 674.75 | 533 | 359.6418 | 61.247 | 91.8705 | 0.53652 | 0 | 0 | 0 | 0
Low-grade industrial/ commercial - supermarkets | Shops | Supermarket 264 | 23 | 675.775 | 533 | 360.1881 | 61.34 | 92.01 | 0.53734 | 0 | 0 | 0 | 0
Low-grade industrial/ commercial - supermarkets | Food Stores | Supermarket 265 | 23 | 676 | 533 | 360.308 | 61.3605 | 92.0407 | 0.53752 | 0 | 0 | 0 | 0
Low-grade industrial/ commercial - supermarkets | Food Stores | Supermarket 266 | 23 | 676.1 | 533 | 360.3613 | 61.3695 | 92.0543 | 0.5376 | 0 | 0 | 0 | 0
Low-grade industrial/ commercial - supermarkets | Shops | Supermarket 267 | 23 | 676.1375 | 533 | 360.3813 | 61.3729 | 92.0594 | 0.53763 | 0 | 0 | 0 | 0
Low-grade industrial/ commercial - supermarkets | Shops | Supermarket 268 | 23 | 676.4125 | 533 | 360.5279 | 61.3979 | 92.0968 | 0.53785 | 0 | 0 | 0 | 0
Low-grade industrial/ commercial - supermarkets | Large Food Stores (750 - 2500m2) | Supermarket 269 | 23 | 676.6 | 533 | 360.6278 | 61.4149 | 92.1224 | 0.53799 | 0 | 0 | 0 | 0
Low-grade industrial/ commercial - supermarkets | Food Stores | Supermarket 270 | 23 | 677.1 | 533 | 360.8943 | 61.4603 | 92.1904 | 0.53839 | 0 | 0 | 0 | 0
Low-grade industrial/ commercial - supermarkets | Food Stores | Supermarket 271 | 23 | 677.2375 | 533 | 360.9676 | 61.4728 | 92.2092 | 0.5385 | 0 | 0 | 0 | 0
Low-grade industrial/ commercial - supermarkets | Shops | Supermarket 272 | 23 | 677.5 | 533 | 361.1075 | 61.4966 | 92.2449 | 0.53871 | 0 | 0 | 0 | 0
Low-grade industrial/ commercial - supermarkets | Shops | Supermarket 273 | 23 | 678.7125 | 533 | 361.7538 | 61.6067 | 92.41 | 0.53967 | 0 | 0 | 0 | 0
Low-grade industrial/ commercial - supermarkets | Shops | Supermarket 274 | 23 | 678.75 | 533 | 361.7738 | 61.6101 | 92.4151 | 0.5397 | 0 | 0 | 0 | 0
Low-grade industrial/ commercial - supermarkets | Food Stores | Supermarket 275 | 23 | 679.125 | 533 | 361.9736 | 61.6441 | 92.4662 | 0.54 | 0 | 0 | 0 | 0
Low-grade industrial/ commercial - supermarkets | Shops | Supermarket 276 | 23 | 679.125 | 533 | 361.9736 | 61.6441 | 92.4662 | 0.54 | 0 | 0 | 0 | 0
Low-grade industrial/ commercial - supermarkets | Shops | Supermarket 277 | 23 | 679.7375 | 533 | 362.3001 | 61.6997 | 92.5496 | 0.54049 | 0 | 0 | 0 | 0
Low-grade industrial/ commercial - supermarkets | Shops | Supermarket 278 | 23 | 680.7875 | 533 | 362.8597 | 61.795 | 92.6925 | 0.54132 | 0 | 0 | 0 | 0
Low-grade industrial/ commercial - supermarkets | Shops | Supermarket 279 | 23 | 681.8375 | 533 | 363.4194 | 61.8903 | 92.8355 | 0.54216 | 0 | 0 | 0 | 0
Low-grade industrial/ commercial - supermarkets | Large Food Stores (750 - 2500m2) | Supermarket 280 | 23 | 681.98 | 533 | 363.4953 | 61.9033 | 92.8549 | 0.54227 | 0 | 0 | 0 | 0
Low-grade industrial/ commercial - supermarkets | Food Stores | Supermarket 281 | 23 | 683.2 | 533 | 364.1456 | 62.014 | 93.021 | 0.54324 | 0 | 0 | 0 | 0
Low-grade industrial/ commercial - supermarkets | Food Stores | Supermarket 282 | 23 | 684.125 | 533 | 364.6386 | 62.098 | 93.1469 | 0.54398 | 0 | 0 | 0 | 0
Low-grade industrial/ commercial - supermarkets | Food Stores | Supermarket 283 | 23 | 684.6 | 533 | 364.8918 | 62.1411 | 93.2116 | 0.54436 | 0 | 0 | 0 | 0
Low-grade industrial/ commercial - supermarkets | Retail Warehouses and Foodstores | Supermarket 284 | 23 | 684.7 | 533 | 364.9451 | 62.1502 | 93.2252 | 0.54444 | 0 | 0 | 0 | 0
Low-grade industrial/ commercial - supermarkets | Large Food Stores (750 - 2500m2) | Supermarket 285 | 23 | 685.6 | 533 | 365.4248 | 62.2318 | 93.3478 | 0.54515 | 0 | 0 | 0 | 0
Low-grade industrial/ commercial - supermarkets | Food Stores | Supermarket 286 | 23 | 686.125 | 533 | 365.7046 | 62.2795 | 93.4192 | 0.54557 | 0 | 0 | 0 | 0
Low-grade industrial/ commercial - supermarkets | Food Stores | Supermarket 287 | 23 | 686.625 | 533 | 365.9711 | 62.3249 | 93.4873 | 0.54597 | 0 | 0 | 0 | 0
Low-grade industrial/ commercial - supermarkets | Food Stores | Supermarket 288 | 23 | 686.625 | 533 | 365.9711 | 62.3249 | 93.4873 | 0.54597 | 0 | 0 | 0 | 0
Low-grade industrial/ commercial - supermarkets | Shops | Supermarket 289 | 23 | 688.36 | 533 | 366.8959 | 62.4824 | 93.7236 | 0.54735 | 0 | 0 | 0 | 0
Low-grade industrial/ commercial - supermarkets | Large Food Stores (750 - 2500m2) | Supermarket 290 | 23 | 688.6 | 533 | 367.0238 | 62.5042 | 93.7562 | 0.54754 | 0 | 0 | 0 | 0
Low-grade industrial/ commercial - supermarkets | Shops | Supermarket 291 | 23 | 688.75 | 533 | 367.1037 | 62.5178 | 93.7767 | 0.54766 | 0 | 0 | 0 | 0
Low-grade industrial/ commercial - supermarkets | Food Stores | Supermarket 292 | 23 | 689.625 | 533 | 367.5701 | 62.5972 | 93.8958 | 0.54835 | 0 | 0 | 0 | 0
Low-grade industrial/ commercial - supermarkets | Food Stores | Supermarket 293 | 23 | 690.5 | 533 | 368.0365 | 62.6766 | 94.0149 | 0.54905 | 0 | 0 | 0 | 0
Low-grade industrial/ commercial - supermarkets | Large Food Stores (750 - 2500m2) | Supermarket 294 | 23 | 691.3 | 533 | 368.4629 | 62.7492 | 94.1238 | 0.54968 | 0 | 0 | 0 | 0
Low-grade industrial/ commercial - supermarkets | Food Stores | Supermarket 295 | 23 | 691.375 | 533 | 368.5029 | 62.756 | 94.1341 | 0.54974 | 0 | 0 | 0 | 0
Low-grade industrial/ commercial - supermarkets | Large Food Stores (750 - 2500m2) | Supermarket 296 | 23 | 691.5 | 533 | 368.5695 | 62.7674 | 94.1511 | 0.54984 | 0 | 0 | 0 | 0
Low-grade industrial/ commercial - supermarkets | Shops | Supermarket 297 | 23 | 691.75 | 533 | 368.7027 | 62.7901 | 94.1851 | 0.55004 | 0 | 0 | 0 | 0
Low-grade industrial/ commercial - supermarkets | Food Stores | Supermarket 298 | 23 | 692.125 | 533 | 368.9026 | 62.8241 | 94.2362 | 0.55034 | 0 | 0 | 0 | 0
Low-grade industrial/ commercial - supermarkets | Food Stores | Supermarket 299 | 23 | 693.725 | 533 | 369.7554 | 62.9693 | 94.454 | 0.55161 | 0 | 0 | 0 | 0
Low-grade industrial/ commercial - supermarkets | Large Food Stores (750 - 2500m2) | Supermarket 300 | 23 | 693.9 | 533 | 369.8487 | 62.9852 | 94.4779 | 0.55175 | 0 | 0 | 0 | 0
Low-grade industrial/ commercial - supermarkets | Shops | Supermarket 301 | 23 | 694.375 | 533 | 370.1019 | 63.0283 | 94.5425 | 0.55213 | 0 | 0 | 0 | 0
Low-grade industrial/ commercial - supermarkets | Large Food Stores (750 - 2500m2) | Supermarket 302 | 23 | 695.09 | 533 | 370.483 | 63.0932 | 94.6399 | 0.5527 | 0 | 0 | 0 | 0
Low-grade industrial/ commercial - supermarkets | Shops | Supermarket 303 | 23 | 695.7375 | 533 | 370.8281 | 63.152 | 94.728 | 0.55321 | 0 | 0 | 0 | 0
Low-grade industrial/ commercial - supermarkets | Large Food Stores (750 - 2500m2) | Supermarket 304 | 23 | 696 | 533 | 370.968 | 63.1759 | 94.7638 | 0.55342 | 0 | 0 | 0 | 0
Low-grade industrial/ commercial - supermarkets | Shops | Supermarket 305 | 23 | 696.4875 | 533 | 371.2278 | 63.2201 | 94.8302 | 0.55381 | 0 | 0 | 0 | 0
Low-grade industrial/ commercial - supermarkets | Large Food Stores (750 - 2500m2) | Supermarket 306 | 23 | 698 | 533 | 372.034 | 63.3574 | 95.0361 | 0.55501 | 0 | 0 | 0 | 0
Low-grade industrial/ commercial - supermarkets | Large Food Stores (750 - 2500m2) | Supermarket 307 | 23 | 698 | 533 | 372.034 | 63.3574 | 95.0361 | 0.55501 | 0 | 0 | 0 | 0
Low-grade industrial/ commercial - supermarkets | Food Stores | Supermarket 308 | 23 | 698.875 | 533 | 372.5004 | 63.4368 | 95.1552 | 0.55571 | 0 | 0 | 0 | 0
Low-grade industrial/ commercial - supermarkets | Food Stores | Supermarket 309 | 23 | 699.7 | 533 | 372.9401 | 63.5117 | 95.2675 | 0.55636 | 0 | 0 | 0 | 0
Low-grade industrial/ commercial - supermarkets | Food Stores | Supermarket 310 | 23 | 700 | 533 | 373.1 | 63.5389 | 95.3084 | 0.5566 | 0 | 0 | 0 | 0
Low-grade industrial/ commercial - supermarkets | Food Stores | Supermarket 311 | 23 | 700.25 | 533 | 373.2332 | 63.5616 | 95.3424 | 0.5568 | 0 | 0 | 0 | 0
Low-grade industrial/ commercial - supermarkets | Large Food Stores (750 - 2500m2) | Supermarket 312 | 23 | 701 | 533 | 373.633 | 63.6297 | 95.4445 | 0.5574 | 0 | 0 | 0 | 0
Low-grade industrial/ commercial - supermarkets | Food Stores | Supermarket 313 | 23 | 701.1 | 533 | 373.6863 | 63.6388 | 95.4582 | 0.55748 | 0 | 0 | 0 | 0
Low-grade industrial/ commercial - supermarkets | Food Stores | Supermarket 314 | 23 | 701.55 | 533 | 373.9261 | 63.6796 | 95.5194 | 0.55783 | 0 | 0 | 0 | 0
Low-grade industrial/ commercial - supermarkets | Large Food Stores (750 - 2500m2) | Supermarket 315 | 23 | 701.6 | 533 | 373.9528 | 63.6842 | 95.5262 | 0.55787 | 0 | 0 | 0 | 0
Low-grade industrial/ commercial - supermarkets | Food Stores | Supermarket 316 | 23 | 703.625 | 533 | 375.0321 | 63.868 | 95.802 | 0.55948 | 0 | 0 | 0 | 0
Low-grade industrial/ commercial - supermarkets | Food Stores | Supermarket 317 | 23 | 705.78 | 533 | 376.1807 | 64.0636 | 96.0954 | 0.5612 | 0 | 0 | 0 | 0
Low-grade industrial/ commercial - supermarkets | Shops | Supermarket 318 | 23 | 705.8875 | 533 | 376.238 | 64.0733 | 96.11 | 0.56128 | 0 | 0 | 0 | 0
Low-grade industrial/ commercial - supermarkets | Food Stores | Supermarket 319 | 23 | 706.425 | 533 | 376.5245 | 64.1221 | 96.1832 | 0.56171 | 0 | 0 | 0 | 0
Low-grade industrial/ commercial - supermarkets | Food Stores | Supermarket 320 | 23 | 706.75 | 533 | 376.6977 | 64.1516 | 96.2274 | 0.56197 | 0 | 0 | 0 | 0
Low-grade industrial/ commercial - supermarkets | Shops | Supermarket 321 | 23 | 709.6 | 533 | 378.2168 | 64.4103 | 96.6155 | 0.56423 | 0 | 0 | 0 | 0
Low-grade industrial/ commercial - supermarkets | Large Food Stores (750 - 2500m2) | Supermarket 322 | 23 | 710 | 533 | 378.43 | 64.4466 | 96.6699 | 0.56455 | 0 | 0 | 0 | 0
Low-grade industrial/ commercial - supermarkets | Large Food Stores (750 - 2500m2) | Supermarket 323 | 23 | 710 | 533 | 378.43 | 64.4466 | 96.6699 | 0.56455 | 0 | 0 | 0 | 0
Low-grade industrial/ commercial - supermarkets | Food Stores | Supermarket 324 | 23 | 710.14 | 533 | 378.5046 | 64.4593 | 96.689 | 0.56466 | 0 | 0 | 0 | 0
Low-grade industrial/ commercial - supermarkets | Shops | Supermarket 325 | 23 | 710.2 | 533 | 378.5366 | 64.4648 | 96.6972 | 0.56471 | 0 | 0 | 0 | 0
Low-grade industrial/ commercial - supermarkets | Shops | Supermarket 326 | 23 | 711.2625 | 533 | 379.1029 | 64.5612 | 96.8418 | 0.56556 | 0 | 0 | 0 | 0
Low-grade industrial/ commercial - supermarkets | Large Food Stores (750 - 2500m2) | Supermarket 327 | 23 | 711.7 | 533 | 379.3361 | 64.6009 | 96.9014 | 0.5659 | 0 | 0 | 0 | 0
Low-grade industrial/ commercial - supermarkets | Shops | Supermarket 328 | 23 | 711.875 | 533 | 379.4294 | 64.6168 | 96.9252 | 0.56604 | 0 | 0 | 0 | 0
Low-grade industrial/ commercial - supermarkets | Shops | Supermarket 329 | 23 | 712.77 | 533 | 379.9064 | 64.6981 | 97.0471 | 0.56676 | 0 | 0 | 0 | 0
Low-grade industrial/ commercial - supermarkets | Food Stores | Supermarket 330 | 23 | 713 | 533 | 380.029 | 64.7189 | 97.0784 | 0.56694 | 0 | 0 | 0 | 0
Low-grade industrial/ commercial - supermarkets | Large Food Stores (750 - 2500m2) | Supermarket 331 | 23 | 713.9 | 533 | 380.5087 | 64.8006 | 97.2009 | 0.56765 | 0 | 0 | 0 | 0
Low-grade industrial/ commercial - supermarkets | Food Stores | Supermarket 332 | 23 | 714 | 533 | 380.562 | 64.8097 | 97.2146 | 0.56773 | 0 | 0 | 0 | 0
Low-grade industrial/ commercial - supermarkets | Shops | Supermarket 333 | 23 | 714.175 | 533 | 380.6553 | 64.8256 | 97.2384 | 0.56787 | 0 | 0 | 0 | 0
Low-grade industrial/ commercial - supermarkets | Food Stores | Supermarket 334 | 23 | 714.5 | 533 | 380.8285 | 64.8551 | 97.2826 | 0.56813 | 0 | 0 | 0 | 0
Low-grade industrial/ commercial - supermarkets | Food Stores | Supermarket 335 | 23 | 715.125 | 533 | 381.1616 | 64.9118 | 97.3677 | 0.56863 | 0 | 0 | 0 | 0
Low-grade industrial/ commercial - supermarkets | Large Food Stores (750 - 2500m2) | Supermarket 336 | 23 | 715.22 | 533 | 381.2123 | 64.9204 | 97.3807 | 0.5687 | 0 | 0 | 0 | 0
Low-grade industrial/ commercial - supermarkets | Food Stores | Supermarket 337 | 23 | 715.6 | 533 | 381.4148 | 64.9549 | 97.4324 | 0.56901 | 0 | 0 | 0 | 0
Low-grade industrial/ commercial - supermarkets | Shops | Supermarket 338 | 23 | 715.9 | 533 | 381.5747 | 64.9822 | 97.4733 | 0.56924 | 0 | 0 | 0 | 0
Low-grade industrial/ commercial - supermarkets | Large Food Stores (750 - 2500m2) | Supermarket 339 | 23 | 716.1 | 533 | 381.6813 | 65.0003 | 97.5005 | 0.5694 | 0 | 0 | 0 | 0
Low-grade industrial/ commercial - supermarkets | Food Stores | Supermarket 340 | 23 | 716.875 | 533 | 382.0944 | 65.0707 | 97.606 | 0.57002 | 0 | 0 | 0 | 0
Low-grade industrial/ commercial - supermarkets | Food Stores | Supermarket 341 | 23 | 718.02 | 533 | 382.7047 | 65.1746 | 97.7619 | 0.57093 | 0 | 0 | 0 | 0
Low-grade industrial/ commercial - supermarkets | Large Food Stores (750 - 2500m2) | Supermarket 342 | 23 | 718.3 | 533 | 382.8539 | 65.2 | 97.8 | 0.57115 | 0 | 0 | 0 | 0
Low-grade industrial/ commercial - supermarkets | Shops | Supermarket 343 | 23 | 718.625 | 533 | 383.0271 | 65.2295 | 97.8443 | 0.57141 | 0 | 0 | 0 | 0
Low-grade industrial/ commercial - supermarkets | Shops | Supermarket 344 | 23 | 719.71 | 533 | 383.6054 | 65.328 | 97.992 | 0.57227 | 0 | 0 | 0 | 0
Low-grade industrial/ commercial - supermarkets | Food Stores | Supermarket 345 | 23 | 720.875 | 533 | 384.2264 | 65.4338 | 98.1506 | 0.5732 | 0 | 0 | 0 | 0
Low-grade industrial/ commercial - supermarkets | Large Food Stores (750 - 2500m2) | Supermarket 346 | 23 | 721.04 | 533 | 384.3143 | 65.4487 | 98.1731 | 0.57333 | 0 | 0 | 0 | 0
Low-grade industrial/ commercial - supermarkets | Large Food Stores (750 - 2500m2) | Supermarket 347 | 23 | 721.56 | 533 | 384.5915 | 65.4959 | 98.2439 | 0.57374 | 0 | 0 | 0 | 0
Low-grade industrial/ commercial - supermarkets | Food Stores | Supermarket 348 | 23 | 721.75 | 533 | 384.6927 | 65.5132 | 98.2698 | 0.5739 | 0 | 0 | 0 | 0
Low-grade industrial/ commercial - supermarkets | Shops | Supermarket 349 | 23 | 722.5 | 533 | 385.0925 | 65.5813 | 98.3719 | 0.57449 | 0 | 0 | 0 | 0
Low-grade industrial/ commercial - supermarkets | Food Stores | Supermarket 350 | 23 | 722.7 | 533 | 385.1991 | 65.5994 | 98.3991 | 0.57465 | 0 | 0 | 0 | 0
Low-grade industrial/ commercial - supermarkets | Shops | Supermarket 351 | 23 | 722.875 | 533 | 385.2924 | 65.6153 | 98.4229 | 0.57479 | 0 | 0 | 0 | 0
Low-grade industrial/ commercial - supermarkets | Food Stores | Supermarket 352 | 23 | 724.375 | 533 | 386.0919 | 65.7514 | 98.6272 | 0.57598 | 0 | 0 | 0 | 0
Low-grade industrial/ commercial - supermarkets | Shops | Supermarket 353 | 23 | 724.375 | 533 | 386.0919 | 65.7514 | 98.6272 | 0.57598 | 0 | 0 | 0 | 0
Low-grade industrial/ commercial - supermarkets | Food Stores | Supermarket 354 | 23 | 725.05 | 533 | 386.4516 | 65.8127 | 98.7191 | 0.57652 | 0 | 0 | 0 | 0
Low-grade industrial/ commercial - supermarkets | Shops | Supermarket 355 | 23 | 725.25 | 533 | 386.5582 | 65.8309 | 98.7463 | 0.57668 | 0 | 0 | 0 | 0
Low-grade industrial/ commercial - supermarkets | Food Stores | Supermarket 356 | 23 | 726.425 | 533 | 387.1845 | 65.9375 | 98.9063 | 0.57761 | 0 | 0 | 0 | 0
Low-grade industrial/ commercial - supermarkets | Large Food Stores (750 - 2500m2) | Supermarket 357 | 23 | 727.9 | 533 | 387.9707 | 66.0714 | 99.1071 | 0.57879 | 0 | 0 | 0 | 0
Low-grade industrial/ commercial - supermarkets | Shops | Supermarket 358 | 23 | 728.01 | 533 | 388.0293 | 66.0814 | 99.1221 | 0.57887 | 0 | 0 | 0 | 0
Low-grade industrial/ commercial - supermarkets | Food Stores | Supermarket 359 | 23 | 728.525 | 533 | 388.3038 | 66.1281 | 99.1922 | 0.57928 | 0 | 0 | 0 | 0
Low-grade industrial/ commercial - supermarkets | Food Stores | Supermarket 360 | 23 | 728.625 | 533 | 388.3571 | 66.1372 | 99.2058 | 0.57936 | 0 | 0 | 0 | 0
Low-grade industrial/ commercial - supermarkets | Food Stores | Supermarket 361 | 23 | 729.7 | 533 | 388.9301 | 66.2348 | 99.3522 | 0.58022 | 0 | 0 | 0 | 0
Low-grade industrial/ commercial - supermarkets | Large Food Stores (750 - 2500m2) | Supermarket 362 | 23 | 730 | 533 | 389.09 | 66.262 | 99.393 | 0.58046 | 0 | 0 | 0 | 0
Low-grade industrial/ commercial - supermarkets | Shops | Supermarket 363 | 23 | 731.55 | 533 | 389.9161 | 66.4027 | 99.6041 | 0.58169 | 0 | 0 | 0 | 0
Low-grade industrial/ commercial - supermarkets | Shops | Supermarket 364 | 23 | 733 | 533 | 390.689 | 66.5343 | 99.8015 | 0.58284 | 0 | 0 | 0 | 0
Low-grade industrial/ commercial - supermarkets | Food Stores | Supermarket 365 | 23 | 733.2 | 533 | 390.7956 | 66.5525 | 99.8287 | 0.583 | 0 | 0 | 0 | 0
Low-grade industrial/ commercial - supermarkets | Shops | Supermarket 366 | 23 | 733.425 | 533 | 390.9155 | 66.5729 | 99.8594 | 0.58318 | 0 | 0 | 0 | 0
Low-grade industrial/ commercial - supermarkets | Large Food Stores (750 - 2500m2) | Supermarket 367 | 23 | 733.6 | 533 | 391.0088 | 66.5888 | 99.8832 | 0.58332 | 0 | 0 | 0 | 0
Low-grade industrial/ commercial - supermarkets | Food Stores | Supermarket 368 | 23 | 733.75 | 533 | 391.0888 | 66.6024 | 99.9036 | 0.58344 | 0 | 0 | 0 | 0
Low-grade industrial/ commercial - supermarkets | Shops | Supermarket 369 | 23 | 733.9375 | 533 | 391.1887 | 66.6194 | 99.9292 | 0.58359 | 0 | 0 | 0 | 0
Low-grade industrial/ commercial - supermarkets | Large Food Stores (750 - 2500m2) | Supermarket 370 | 23 | 734.7 | 533 | 391.5951 | 66.6886 | 100.033 | 0.58419 | 0 | 0 | 0 | 0
Low-grade industrial/ commercial - supermarkets | Food Stores | Supermarket 371 | 23 | 735.375 | 533 | 391.9549 | 66.7499 | 100.1249 | 0.58473 | 0 | 0 | 0 | 0
Low-grade industrial/ commercial - supermarkets | Food Stores | Supermarket 372 | 23 | 737.125 | 533 | 392.8876 | 66.9088 | 100.3631 | 0.58612 | 0 | 0 | 0 | 0
Low-grade industrial/ commercial - supermarkets | Large Food Stores (750 - 2500m2) | Supermarket 373 | 23 | 737.55 | 533 | 393.1141 | 66.9473 | 100.421 | 0.58646 | 0 | 0 | 0 | 0
Low-grade industrial/ commercial - supermarkets | Large Food Stores (750 - 2500m2) | Supermarket 374 | 23 | 738.3 | 533 | 393.5139 | 67.0154 | 100.5231 | 0.58706 | 0 | 0 | 0 | 0
Low-grade industrial/ commercial - supermarkets | Food Stores | Supermarket 375 | 23 | 738.5625 | 533 | 393.6538 | 67.0392 | 100.5589 | 0.58726 | 0 | 0 | 0 | 0
Low-grade industrial/ commercial - supermarkets | Food Stores | Supermarket 376 | 23 | 738.625 | 533 | 393.6871 | 67.0449 | 100.5674 | 0.58731 | 0 | 0 | 0 | 0
Low-grade industrial/ commercial - supermarkets | Large Food Stores (750 - 2500m2) | Supermarket 377 | 23 | 740.7 | 533 | 394.7931 | 67.2333 | 100.8499 | 0.58896 | 0 | 0 | 0 | 0
Low-grade industrial/ commercial - supermarkets | Food Stores | Supermarket 378 | 23 | 741 | 533 | 394.953 | 67.2605 | 100.8907 | 0.5892 | 0 | 0 | 0 | 0
Low-grade industrial/ commercial - supermarkets | Large Food Stores (750 - 2500m2) | Supermarket 379 | 23 | 741.7 | 533 | 395.3261 | 67.324 | 100.9861 | 0.58976 | 0 | 0 | 0 | 0
Low-grade industrial/ commercial - supermarkets | Large Food Stores (750 - 2500m2) | Supermarket 380 | 23 | 742.91 | 533 | 395.971 | 67.4339 | 101.1508 | 0.59072 | 0 | 0 | 0 | 0
Low-grade industrial/ commercial - supermarkets | Retail Warehouses and Foodstores | Supermarket 381 | 23 | 743.125 | 533 | 396.0856 | 67.4534 | 101.1801 | 0.59089 | 0 | 0 | 0 | 0
Low-grade industrial/ commercial - supermarkets | Shops | Supermarket 382 | 23 | 743.3 | 533 | 396.1789 | 67.4693 | 101.2039 | 0.59103 | 0 | 0 | 0 | 0
Low-grade industrial/ commercial - supermarkets | Retail Warehouses and Foodstores | Supermarket 383 | 23 | 744 | 533 | 396.552 | 67.5328 | 101.2992 | 0.59159 | 0 | 0 | 0 | 0
Low-grade industrial/ commercial - supermarkets | Large Food Stores (750 - 2500m2) | Supermarket 384 | 23 | 744.5 | 533 | 396.8185 | 67.5782 | 101.3673 | 0.59198 | 0 | 0 | 0 | 0
Low-grade industrial/ commercial - supermarkets | Large Food Stores (750 - 2500m2) | Supermarket 385 | 23 | 744.75 | 533 | 396.9518 | 67.6009 | 101.4013 | 0.59218 | 0 | 0 | 0 | 0
Low-grade industrial/ commercial - supermarkets | Large Food Stores (750 - 2500m2) | Supermarket 386 | 23 | 745.63 | 533 | 397.4208 | 67.6808 | 101.5211 | 0.59288 | 0 | 0 | 0 | 0
Low-grade industrial/ commercial - supermarkets | Large Food Stores (750 - 2500m2) | Supermarket 387 | 23 | 745.9 | 533 | 397.5647 | 67.7053 | 101.5579 | 0.5931 | 0 | 0 | 0 | 0
Low-grade industrial/ commercial - supermarkets | Large Food Stores (750 - 2500m2) | Supermarket 388 | 23 | 746.7 | 533 | 397.9911 | 67.7779 | 101.6668 | 0.59373 | 0 | 0 | 0 | 0
Low-grade industrial/ commercial - supermarkets | Food Stores | Supermarket 389 | 23 | 747.25 | 533 | 398.2842 | 67.8278 | 101.7417 | 0.59417 | 0 | 0 | 0 | 0
Low-grade industrial/ commercial - supermarkets | Large Food Stores (750 - 2500m2) | Supermarket 390 | 23 | 747.4 | 533 | 398.3642 | 67.8414 | 101.7621 | 0.59429 | 0 | 0 | 0 | 0
Low-grade industrial/ commercial - supermarkets | Shops | Supermarket 391 | 23 | 747.4625 | 533 | 398.3975 | 67.8471 | 101.7706 | 0.59434 | 0 | 0 | 0 | 0
Low-grade industrial/ commercial - supermarkets | Shops | Supermarket 392 | 23 | 747.9 | 533 | 398.6307 | 67.8868 | 101.8302 | 0.59469 | 0 | 0 | 0 | 0
Low-grade industrial/ commercial - supermarkets | Food Stores | Supermarket 393 | 23 | 748.125 | 533 | 398.7506 | 67.9072 | 101.8608 | 0.59487 | 0 | 0 | 0 | 0
Low-grade industrial/ commercial - supermarkets | Large Food Stores (750 - 2500m2) | Supermarket 394 | 23 | 748.8 | 533 | 399.1104 | 67.9685 | 101.9528 | 0.5954 | 0 | 0 | 0 | 0
Low-grade industrial/ commercial - supermarkets | Large Food Stores (750 - 2500m2) | Supermarket 395 | 23 | 749 | 533 | 399.217 | 67.9867 | 101.98 | 0.59556 | 0 | 0 | 0 | 0
Low-grade industrial/ commercial - supermarkets | Retail Warehouses and Foodstores | Supermarket 396 | 23 | 929.43 | 316 | 293.6999 | 50.0171 | 75.0256 | 0.43815 | 0 | 0 | 0 | 0
Low-grade industrial/ commercial - supermarkets | Food Stores | Supermarket 397 | 23 | 929.5 | 316 | 293.722 | 50.0209 | 75.0313 | 0.43818 | 0 | 0 | 0 | 0
Low-grade industrial/ commercial - supermarkets | Food Stores | Supermarket 398 | 23 | 929.875 | 316 | 293.8405 | 50.041 | 75.0616 | 0.43836 | 0 | 0 | 0 | 0
Low-grade industrial/ commercial - supermarkets | Large Food Stores (750 - 2500m2) | Supermarket 399 | 23 | 931 | 316 | 294.196 | 50.1016 | 75.1524 | 0.43889 | 0 | 0 | 0 | 0
Low-grade industrial/ commercial - supermarkets | Large Food Stores (750 - 2500m2) | Supermarket 400 | 23 | 931.06 | 316 | 294.215 | 50.1048 | 75.1572 | 0.43892 | 0 | 0 | 0 | 0
Low-grade industrial/ commercial - supermarkets | Large Food Stores (750 - 2500m2) | Supermarket 401 | 23 | 931.4 | 316 | 294.3224 | 50.1231 | 75.1847 | 0.43908 | 0 | 0 | 0 | 0
Low-grade industrial/ commercial - supermarkets | Large Food Stores (750 - 2500m2) | Supermarket 402 | 23 | 931.7 | 316 | 294.4172 | 50.1392 | 75.2089 | 0.43922 | 0 | 0 | 0 | 0
Low-grade industrial/ commercial - supermarkets | Large Food Stores (750 - 2500m2) | Supermarket 403 | 23 | 932.31 | 316 | 294.61 | 50.1721 | 75.2581 | 0.43951 | 0 | 0 | 0 | 0
Low-grade industrial/ commercial - supermarkets | Large Shops (750 - 1850m2) | Supermarket 404 | 23 | 932.86 | 316 | 294.7838 | 50.2017 | 75.3025 | 0.43977 | 0 | 0 | 0 | 0
Low-grade industrial/ commercial - supermarkets | Large Food Stores (750 - 2500m2) | Supermarket 405 | 23 | 933.8 | 316 | 295.0808 | 50.2523 | 75.3784 | 0.44021 | 0 | 0 | 0 | 0
Low-grade industrial/ commercial - supermarkets | Food Stores | Supermarket 406 | 23 | 934.125 | 316 | 295.1835 | 50.2698 | 75.4046 | 0.44036 | 0 | 0 | 0 | 0
Low-grade industrial/ commercial - supermarkets | Food Stores | Supermarket 407 | 23 | 934.4625 | 316 | 295.2902 | 50.2879 | 75.4319 | 0.44052 | 0 | 0 | 0 | 0
Low-grade industrial/ commercial - supermarkets | Large Food Stores (750 - 2500m2) | Supermarket 408 | 23 | 934.9 | 316 | 295.4284 | 50.3115 | 75.4672 | 0.44073 | 0 | 0 | 0 | 0
Low-grade industrial/ commercial - supermarkets | Shops | Supermarket 409 | 23 | 935.6125 | 316 | 295.6535 | 50.3498 | 75.5247 | 0.44106 | 0 | 0 | 0 | 0
Low-grade industrial/ commercial - supermarkets | Large Food Stores (750 - 2500m2) | Supermarket 410 | 23 | 935.8 | 316 | 295.7128 | 50.3599 | 75.5398 | 0.44115 | 0 | 0 | 0 | 0
Low-grade industrial/ commercial - supermarkets | Shops | Supermarket 411 | 23 | 936.67 | 316 | 295.9877 | 50.4067 | 75.6101 | 0.44156 | 0 | 0 | 0 | 0
Low-grade industrial/ commercial - supermarkets | Large Food Stores (750 - 2500m2) | Supermarket 412 | 23 | 937.2 | 316 | 296.1552 | 50.4352 | 75.6528 | 0.44181 | 0 | 0 | 0 | 0
Low-grade industrial/ commercial - supermarkets | Large Food Stores (750 - 2500m2) | Supermarket 413 | 23 | 937.41 | 316 | 296.2216 | 50.4465 | 75.6698 | 0.44191 | 0 | 0 | 0 | 0
Low-grade industrial/ commercial - supermarkets | Large Shops (750 - 1850m2) | Supermarket 414 | 23 | 938.3125 | 316 | 296.5068 | 50.4951 | 75.7426 | 0.44234 | 0 | 0 | 0 | 0
Low-grade industrial/ commercial - supermarkets | Shops | Supermarket 415 | 23 | 939.37 | 316 | 296.8409 | 50.552 | 75.828 | 0.44284 | 0 | 0 | 0 | 0
Low-grade industrial/ commercial - supermarkets | Large Food Stores (750 - 2500m2) | Supermarket 416 | 23 | 940.19 | 316 | 297.1 | 50.5961 | 75.8942 | 0.44322 | 0 | 0 | 0 | 0
Low-grade industrial/ commercial - supermarkets | Retail Warehouses and Foodstores | Supermarket 417 | 23 | 940.68 | 316 | 297.2549 | 50.6225 | 75.9338 | 0.44345 | 0 | 0 | 0 | 0
Low-grade industrial/ commercial - supermarkets | Food Stores | Supermarket 418 | 23 | 940.75 | 316 | 297.277 | 50.6263 | 75.9394 | 0.44349 | 0 | 0 | 0 | 0
Low-grade industrial/ commercial - supermarkets | Food Stores | Supermarket 419 | 23 | 941.5 | 316 | 297.514 | 50.6666 | 76 | 0.44384 | 0 | 0 | 0 | 0
Low-grade industrial/ commercial - supermarkets | Large Food Stores (750 - 2500m2) | Supermarket 420 | 23 | 941.5 | 316 | 297.514 | 50.6666 | 76 | 0.44384 | 0 | 0 | 0 | 0
Low-grade industrial/ commercial - supermarkets | Large Food Stores (750 - 2500m2) | Supermarket 421 | 23 | 941.58 | 316 | 297.5393 | 50.6709 | 76.0064 | 0.44388 | 0 | 0 | 0 | 0
Low-grade industrial/ commercial - supermarkets | Large Food Stores (750 - 2500m2) | Supermarket 422 | 23 | 941.9 | 316 | 297.6404 | 50.6882 | 76.0322 | 0.44403 | 0 | 0 | 0 | 0
Low-grade industrial/ commercial - supermarkets | Large Food Stores (750 - 2500m2) | Supermarket 423 | 23 | 942 | 316 | 297.672 | 50.6935 | 76.0403 | 0.44408 | 0 | 0 | 0 | 0
Low-grade industrial/ commercial - supermarkets | Large Food Stores (750 - 2500m2) | Supermarket 424 | 23 | 942.4 | 316 | 297.7984 | 50.7151 | 76.0726 | 0.44426 | 0 | 0 | 0 | 0
Low-grade industrial/ commercial - supermarkets | Large Food Stores (750 - 2500m2) | Supermarket 425 | 23 | 943.53 | 316 | 298.1555 | 50.7759 | 76.1638 | 0.4448 | 0 | 0 | 0 | 0
Low-grade industrial/ commercial - supermarkets | Large Food Stores (750 - 2500m2) | Supermarket 426 | 23 | 943.7 | 316 | 298.2092 | 50.785 | 76.1775 | 0.44488 | 0 | 0 | 0 | 0
Low-grade industrial/ commercial - supermarkets | Large Food Stores (750 - 2500m2) | Supermarket 427 | 23 | 943.96 | 316 | 298.2914 | 50.799 | 76.1985 | 0.445 | 0 | 0 | 0 | 0
Low-grade industrial/ commercial - supermarkets | Large Food Stores (750 - 2500m2) | Supermarket 428 | 23 | 944.4 | 316 | 298.4304 | 50.8227 | 76.234 | 0.44521 | 0 | 0 | 0 | 0
Low-grade industrial/ commercial - supermarkets | Large Food Stores (750 - 2500m2) | Supermarket 429 | 23 | 946.25 | 316 | 299.015 | 50.9223 | 76.3834 | 0.44608 | 0 | 0 | 0 | 0
Low-grade industrial/ commercial - supermarkets | Shops | Supermarket 430 | 23 | 946.2625 | 316 | 299.019 | 50.9229 | 76.3844 | 0.44608 | 0 | 0 | 0 | 0
Low-grade industrial/ commercial - supermarkets | Large Food Stores (750 - 2500m2) | Supermarket 431 | 23 | 946.9 | 316 | 299.2204 | 50.9572 | 76.4359 | 0.44639 | 0 | 0 | 0 | 0
Low-grade industrial/ commercial - supermarkets | Large Food Stores (750 - 2500m2) | Supermarket 432 | 23 | 947 | 316 | 299.252 | 50.9626 | 76.4439 | 0.44643 | 0 | 0 | 0 | 0
Low-grade industrial/ commercial - supermarkets | Large Food Stores (750 - 2500m2) | Supermarket 433 | 23 | 947 | 316 | 299.252 | 50.9626 | 76.4439 | 0.44643 | 0 | 0 | 0 | 0
Low-grade industrial/ commercial - supermarkets | Food Stores | Supermarket 434 | 23 | 947.3 | 316 | 299.3468 | 50.9788 | 76.4681 | 0.44657 | 0 | 0 | 0 | 0
Low-grade industrial/ commercial - supermarkets | Large Food Stores (750 - 2500m2) | Supermarket 435 | 23 | 947.42 | 316 | 299.3847 | 50.9852 | 76.4778 | 0.44663 | 0 | 0 | 0 | 0
Low-grade industrial/ commercial - supermarkets | Large Food Stores (750 - 2500m2) | Supermarket 436 | 23 | 947.7 | 316 | 299.4732 | 51.0003 | 76.5004 | 0.44676 | 0 | 0 | 0 | 0
Low-grade industrial/ commercial - supermarkets | Food Stores | Supermarket 437 | 23 | 948.25 | 316 | 299.647 | 51.0299 | 76.5448 | 0.44702 | 0 | 0 | 0 | 0
Low-grade industrial/ commercial - supermarkets | Large Food Stores (750 - 2500m2) | Supermarket 438 | 23 | 948.43 | 316 | 299.7039 | 51.0396 | 76.5594 | 0.44711 | 0 | 0 | 0 | 0
Low-grade industrial/ commercial - supermarkets | Large Food Stores (750 - 2500m2) | Supermarket 439 | 23 | 948.5 | 316 | 299.726 | 51.0433 | 76.565 | 0.44714 | 0 | 0 | 0 | 0
Low-grade industrial/ commercial - supermarkets | Shops | Supermarket 440 | 23 | 948.7875 | 316 | 299.8168 | 51.0588 | 76.5882 | 0.44728 | 0 | 0 | 0 | 0
Low-grade industrial/ commercial - supermarkets | Large Food Stores (750 - 2500m2) | Supermarket 441 | 23 | 948.81 | 316 | 299.824 | 51.06 | 76.59 | 0.44729 | 0 | 0 | 0 | 0
Low-grade industrial/ commercial - supermarkets | Large Shops (750 - 1850m2) | Supermarket 442 | 23 | 949 | 316 | 299.884 | 51.0702 | 76.6054 | 0.44738 | 0 | 0 | 0 | 0
Low-grade industrial/ commercial - supermarkets | Food Stores | Supermarket 443 | 23 | 949.5 | 316 | 300.042 | 51.0972 | 76.6457 | 0.44761 | 0 | 0 | 0 | 0
Low-grade industrial/ commercial - supermarkets | Large Food Stores (750 - 2500m2) | Supermarket 444 | 23 | 950 | 316 | 300.2 | 51.1241 | 76.6861 | 0.44785 | 0 | 0 | 0 | 0
Low-grade industrial/ commercial - supermarkets | Large Food Stores (750 - 2500m2) | Supermarket 445 | 23 | 950 | 316 | 300.2 | 51.1241 | 76.6861 | 0.44785 | 0 | 0 | 0 | 0
Low-grade industrial/ commercial - supermarkets | Large Food Stores (750 - 2500m2) | Supermarket 446 | 23 | 950 | 316 | 300.2 | 51.1241 | 76.6861 | 0.44785 | 0 | 0 | 0 | 0
Low-grade industrial/ commercial - supermarkets | Large Food Stores (750 - 2500m2) | Supermarket 447 | 23 | 950 | 316 | 300.2 | 51.1241 | 76.6861 | 0.44785 | 0 | 0 | 0 | 0
Low-grade industrial/ commercial - supermarkets | Large Food Stores (750 - 2500m2) | Supermarket 448 | 23 | 950 | 316 | 300.2 | 51.1241 | 76.6861 | 0.44785 | 0 | 0 | 0 | 0
Low-grade industrial/ commercial - supermarkets | Large Food Stores (750 - 2500m2) | Supermarket 449 | 23 | 950.1 | 316 | 300.2316 | 51.1294 | 76.6942 | 0.44789 | 0 | 0 | 0 | 0
Low-grade industrial/ commercial - supermarkets | Large Food Stores (750 - 2500m2) | Supermarket 450 | 23 | 951 | 316 | 300.516 | 51.1779 | 76.7668 | 0.44832 | 0 | 0 | 0 | 0
Low-grade industrial/ commercial - supermarkets | Large Food Stores (750 - 2500m2) | Supermarket 451 | 23 | 951.45 | 316 | 300.6582 | 51.2021 | 76.8031 | 0.44853 | 0 | 0 | 0 | 0
Low-grade industrial/ commercial - supermarkets | Large Food Stores (750 - 2500m2) | Supermarket 452 | 23 | 952.29 | 316 | 300.9236 | 51.2473 | 76.8709 | 0.44893 | 0 | 0 | 0 | 0
Low-grade industrial/ commercial - supermarkets | Shops | Supermarket 453 | 23 | 953.5 | 316 | 301.306 | 51.3124 | 76.9686 | 0.4495 | 0 | 0 | 0 | 0
Low-grade industrial/ commercial - supermarkets | Food Stores | Supermarket 454 | 23 | 953.625 | 316 | 301.3455 | 51.3191 | 76.9787 | 0.44956 | 0 | 0 | 0 | 0
Low-grade industrial/ commercial - supermarkets | Large Food Stores (750 - 2500m2) | Supermarket 455 | 23 | 954.59 | 316 | 301.6504 | 51.3711 | 77.0566 | 0.45001 | 0 | 0 | 0 | 0
Low-grade industrial/ commercial - supermarkets | Large Food Stores (750 - 2500m2) | Supermarket 456 | 23 | 955 | 316 | 301.78 | 51.3931 | 77.0897 | 0.4502 | 0 | 0 | 0 | 0
Low-grade industrial/ commercial - supermarkets | Large Food Stores (750 - 2500m2) | Supermarket 457 | 23 | 955.15 | 316 | 301.8274 | 51.4012 | 77.1018 | 0.45027 | 0 | 0 | 0 | 0
Low-grade industrial/ commercial - supermarkets | Large Food Stores (750 - 2500m2) | Supermarket 458 | 23 | 957 | 316 | 302.412 | 51.5008 | 77.2511 | 0.45115 | 0 | 0 | 0 | 0
Low-grade industrial/ commercial - supermarkets | Shops | Supermarket 459 | 23 | 957.3625 | 316 | 302.5265 | 51.5203 | 77.2804 | 0.45132 | 0 | 0 | 0 | 0
Low-grade industrial/ commercial - supermarkets | Large Food Stores (750 - 2500m2) | Supermarket 460 | 23 | 957.5 | 316 | 302.57 | 51.5277 | 77.2915 | 0.45138 | 0 | 0 | 0 | 0
Low-grade industrial/ commercial - supermarkets | Large Food Stores (750 - 2500m2) | Supermarket 461 | 23 | 958 | 316 | 302.728 | 51.5546 | 77.3319 | 0.45162 | 0 | 0 | 0 | 0
Low-grade industrial/ commercial - supermarkets | Large Food Stores (750 - 2500m2) | Supermarket 462 | 23 | 960 | 316 | 303.36 | 51.6622 | 77.4933 | 0.45256 | 0 | 0 | 0 | 0
Low-grade industrial/ commercial - supermarkets | Large Food Stores (750 - 2500m2) | Supermarket 463 | 23 | 960.4 | 316 | 303.4864 | 51.6837 | 77.5256 | 0.45275 | 0 | 0 | 0 | 0
Low-grade industrial/ commercial - supermarkets | Retail Warehouses and Foodstores | Supermarket 464 | 23 | 960.53 | 316 | 303.5275 | 51.6907 | 77.5361 | 0.45281 | 0 | 0 | 0 | 0
Low-grade industrial/ commercial - supermarkets | Food Stores | Supermarket 465 | 23 | 960.75 | 316 | 303.597 | 51.7026 | 77.5539 | 0.45291 | 0 | 0 | 0 | 0
Low-grade industrial/ commercial - supermarkets | Food Stores | Supermarket 466 | 23 | 964.375 | 316 | 304.7425 | 51.8976 | 77.8465 | 0.45462 | 0 | 0 | 0 | 0
Low-grade industrial/ commercial - supermarkets | Large Food Stores (750 - 2500m2) | Supermarket 467 | 23 | 965.7 | 316 | 305.1612 | 51.969 | 77.9534 | 0.45525 | 0 | 0 | 0 | 0
Low-grade industrial/ commercial - supermarkets | Large Food Stores (750 - 2500m2) | Supermarket 468 | 23 | 966 | 316 | 305.256 | 51.9851 | 77.9776 | 0.45539 | 0 | 0 | 0 | 0
Low-grade industrial/ commercial - supermarkets | Large Food Stores (750 - 2500m2) | Supermarket 469 | 23 | 966.43 | 316 | 305.3919 | 52.0082 | 78.0124 | 0.45559 | 0 | 0 | 0 | 0
Low-grade industrial/ commercial - supermarkets | Large Food Stores (750 - 2500m2) | Supermarket 470 | 23 | 967 | 316 | 305.572 | 52.0389 | 78.0584 | 0.45586 | 0 | 0 | 0 | 0
Low-grade industrial/ commercial - supermarkets | Large Food Stores (750 - 2500m2) | Supermarket 471 | 23 | 967 | 316 | 305.572 | 52.0389 | 78.0584 | 0.45586 | 0 | 0 | 0 | 0
Low-grade industrial/ commercial - supermarkets | Food Stores | Supermarket 472 | 23 | 968.625 | 316 | 306.0855 | 52.1264 | 78.1895 | 0.45663 | 0 | 0 | 0 | 0
Low-grade industrial/ commercial - supermarkets | Large Food Stores (750 - 2500m2) | Supermarket 473 | 23 | 968.91 | 316 | 306.1756 | 52.1417 | 78.2125 | 0.45676 | 0 | 0 | 0 | 0
Low-grade industrial/ commercial - supermarkets | Large Food Stores (750 - 2500m2) | Supermarket 474 | 23 | 969 | 316 | 306.204 | 52.1465 | 78.2198 | 0.4568 | 0 | 0 | 0 | 0
Low-grade industrial/ commercial - supermarkets | Large Food Stores (750 - 2500m2) | Supermarket 475 | 23 | 970.2 | 316 | 306.5832 | 52.2111 | 78.3167 | 0.45737 | 0 | 0 | 0 | 0
Low-grade industrial/ commercial - supermarkets | Large Food Stores (750 - 2500m2) | Supermarket 476 | 23 | 970.5 | 316 | 306.678 | 52.2273 | 78.3409 | 0.45751 | 0 | 0 | 0 | 0
Low-grade industrial/ commercial - supermarkets | Large Food Stores (750 - 2500m2) | Supermarket 477 | 23 | 970.6 | 316 | 306.7096 | 52.2326 | 78.349 | 0.45756 | 0 | 0 | 0 | 0
Low-grade industrial/ commercial - supermarkets | Large Food Stores (750 - 2500m2) | Supermarket 478 | 23 | 970.7 | 316 | 306.7412 | 52.238 | 78.357 | 0.45761 | 0 | 0 | 0 | 0
Low-grade industrial/ commercial - supermarkets | Large Food Stores (750 - 2500m2) | Supermarket 479 | 23 | 970.98 | 316 | 306.8297 | 52.2531 | 78.3796 | 0.45774 | 0 | 0 | 0 | 0
Low-grade industrial/ commercial - supermarkets | Large Food Stores (750 - 2500m2) | Supermarket 480 | 23 | 971.31 | 316 | 306.934 | 52.2709 | 78.4063 | 0.45789 | 0 | 0 | 0 | 0
Low-grade industrial/ commercial - supermarkets | Large Food Stores (750 - 2500m2) | Supermarket 481 | 23 | 971.875 | 316 | 307.1125 | 52.3013 | 78.4519 | 0.45816 | 0 | 0 | 0 | 0
Low-grade industrial/ commercial - supermarkets | Large Food Stores (750 - 2500m2) | Supermarket 482 | 23 | 972.1 | 316 | 307.1836 | 52.3134 | 78.4701 | 0.45827 | 0 | 0 | 0 | 0
Low-grade industrial/ commercial - supermarkets | Large Food Stores (750 - 2500m2) | Supermarket 483 | 23 | 972.64 | 316 | 307.3542 | 52.3424 | 78.5136 | 0.45852 | 0 | 0 | 0 | 0
Low-grade industrial/ commercial - supermarkets | Large Food Stores (750 - 2500m2) | Supermarket 484 | 23 | 972.7 | 316 | 307.3732 | 52.3457 | 78.5185 | 0.45855 | 0 | 0 | 0 | 0
Low-grade industrial/ commercial - supermarkets | Food Stores | Supermarket 485 | 23 | 974.375 | 316 | 307.9025 | 52.4358 | 78.6537 | 0.45934 | 0 | 0 | 0 | 0
Low-grade industrial/ commercial - supermarkets | Large Food Stores (750 - 2500m2) | Supermarket 486 | 23 | 974.95 | 316 | 308.0842 | 52.4667 | 78.7001 | 0.45961 | 0 | 0 | 0 | 0
Low-grade industrial/ commercial - supermarkets | Large Food Stores (750 - 2500m2) | Supermarket 487 | 23 | 975 | 316 | 308.1 | 52.4694 | 78.7041 | 0.45963 | 0 | 0 | 0 | 0
Low-grade industrial/ commercial - supermarkets | Large Food Stores (750 - 2500m2) | Supermarket 488 | 23 | 975.3 | 316 | 308.1948 | 52.4856 | 78.7284 | 0.45977 | 0 | 0 | 0 | 0
Low-grade industrial/ commercial - supermarkets | Large Food Stores (750 - 2500m2) | Supermarket 489 | 23 | 975.3 | 316 | 308.1948 | 52.4856 | 78.7284 | 0.45977 | 0 | 0 | 0 | 0
Low-grade industrial/ commercial - supermarkets | Large Food Stores (750 - 2500m2) | Supermarket 490 | 23 | 975.56 | 316 | 308.277 | 52.4996 | 78.7493 | 0.4599 | 0 | 0 | 0 | 0
Low-grade industrial/ commercial - supermarkets | Food Stores | Supermarket 491 | 23 | 977.625 | 316 | 308.9295 | 52.6107 | 78.916 | 0.46087 | 0 | 0 | 0 | 0
Low-grade industrial/ commercial - supermarkets | Large Food Stores (750 - 2500m2) | Supermarket 492 | 23 | 977.87 | 316 | 309.0069 | 52.6239 | 78.9358 | 0.46099 | 0 | 0 | 0 | 0
Low-grade industrial/ commercial - supermarkets | Large Food Stores (750 - 2500m2) | Supermarket 493 | 23 | 978.65 | 316 | 309.2534 | 52.6659 | 78.9988 | 0.46135 | 0 | 0 | 0 | 0
Low-grade industrial/ commercial - supermarkets | Large Food Stores (750 - 2500m2) | Supermarket 494 | 23 | 979.2 | 316 | 309.4272 | 52.6955 | 79.0432 | 0.46161 | 0 | 0 | 0 | 0
Low-grade industrial/ commercial - supermarkets | Large Food Stores (750 - 2500m2) | Supermarket 495 | 23 | 980.7 | 316 | 309.9012 | 52.7762 | 79.1643 | 0.46232 | 0 | 0 | 0 | 0
Low-grade industrial/ commercial - supermarkets | Large Food Stores (750 - 2500m2) | Supermarket 496 | 23 | 981.8 | 316 | 310.2488 | 52.8354 | 79.2531 | 0.46284 | 0 | 0 | 0 | 0
Low-grade industrial/ commercial - supermarkets | Shops | Supermarket 497 | 23 | 981.875 | 316 | 310.2725 | 52.8394 | 79.2591 | 0.46287 | 0 | 0 | 0 | 0
Low-grade industrial/ commercial - supermarkets | Large Food Stores (750 - 2500m2) | Supermarket 498 | 23 | 982.5 | 316 | 310.47 | 52.873 | 79.3096 | 0.46317 | 0 | 0 | 0 | 0
Low-grade industrial/ commercial - supermarkets | Large Food Stores (750 - 2500m2) | Supermarket 499 | 23 | 982.6 | 316 | 310.5016 | 52.8784 | 79.3176 | 0.46321 | 0 | 0 | 0 | 0
Low-grade industrial/ commercial - supermarkets | Large Food Stores (750 - 2500m2) | Supermarket 500 | 23 | 982.72 | 316 | 310.5395 | 52.8849 | 79.3273 | 0.46327 | 0 | 0 | 0 | 0
Low-grade industrial/ commercial - supermarkets | Food Stores | Supermarket 501 | 23 | 982.75 | 316 | 310.549 | 52.8865 | 79.3297 | 0.46329 | 0 | 0 | 0 | 0
Low-grade industrial/ commercial - supermarkets | Food Stores | Supermarket 502 | 23 | 983.37 | 316 | 310.7449 | 52.9199 | 79.3798 | 0.46358 | 0 | 0 | 0 | 0
Low-grade industrial/ commercial - supermarkets | Large Food Stores (750 - 2500m2) | Supermarket 503 | 23 | 983.4 | 316 | 310.7544 | 52.9215 | 79.3822 | 0.46359 | 0 | 0 | 0 | 0
Low-grade industrial/ commercial - supermarkets | Large Food Stores (750 - 2500m2) | Supermarket 504 | 23 | 985 | 316 | 311.26 | 53.0076 | 79.5114 | 0.46435 | 0 | 0 | 0 | 0
Low-grade industrial/ commercial - supermarkets | Large Food Stores (750 - 2500m2) | Supermarket 505 | 23 | 985.23 | 316 | 311.3327 | 53.02 | 79.5299 | 0.46445 | 0 | 0 | 0 | 0
Low-grade industrial/ commercial - supermarkets | Large Food Stores (750 - 2500m2) | Supermarket 506 | 23 | 985.36 | 316 | 311.3738 | 53.027 | 79.5404 | 0.46452 | 0 | 0 | 0 | 0
Low-grade industrial/ commercial - supermarkets | Large Food Stores (750 - 2500m2) | Supermarket 507 | 23 | 986.5 | 316 | 311.734 | 53.0883 | 79.6325 | 0.46505 | 0 | 0 | 0 | 0
Low-grade industrial/ commercial - supermarkets | Shops | Supermarket 508 | 23 | 987 | 316 | 311.892 | 53.1152 | 79.6728 | 0.46529 | 0 | 0 | 0 | 0
Low-grade industrial/ commercial - supermarkets | Large Food Stores (750 - 2500m2) | Supermarket 509 | 23 | 987.2 | 316 | 311.9552 | 53.126 | 79.689 | 0.46538 | 0 | 0 | 0 | 0
Low-grade industrial/ commercial - supermarkets | Large Food Stores (750 - 2500m2) | Supermarket 510 | 23 | 987.6 | 316 | 312.0816 | 53.1475 | 79.7212 | 0.46557 | 0 | 0 | 0 | 0
Low-grade industrial/ commercial - supermarkets | Large Food Stores (750 - 2500m2) | Supermarket 511 | 23 | 987.8 | 316 | 312.1448 | 53.1583 | 79.7374 | 0.46567 | 0 | 0 | 0 | 0
Low-grade industrial/ commercial - supermarkets | Large Food Stores (750 - 2500m2) | Supermarket 512 | 23 | 988.05 | 316 | 312.2238 | 53.1717 | 79.7576 | 0.46578 | 0 | 0 | 0 | 0
Low-grade industrial/ commercial - supermarkets | Large Food Stores (750 - 2500m2) | Supermarket 513 | 23 | 988.125 | 316 | 312.2475 | 53.1757 | 79.7636 | 0.46582 | 0 | 0 | 0 | 0
Low-grade industrial/ commercial - supermarkets | Retail Warehouses and Foodstores | Supermarket 514 | 23 | 988.375 | 316 | 312.3265 | 53.1892 | 79.7838 | 0.46594 | 0 | 0 | 0 | 0
Low-grade industrial/ commercial - supermarkets | Large Food Stores (750 - 2500m2) | Supermarket 515 | 23 | 988.49 | 316 | 312.3628 | 53.1954 | 79.7931 | 0.46599 | 0 | 0 | 0 | 0
Low-grade industrial/ commercial - supermarkets | Large Food Stores (750 - 2500m2) | Supermarket 516 | 23 | 988.5 | 316 | 312.366 | 53.1959 | 79.7939 | 0.466 | 0 | 0 | 0 | 0
Low-grade industrial/ commercial - supermarkets | Large Food Stores (750 - 2500m2) | Supermarket 517 | 23 | 989.88 | 316 | 312.8021 | 53.2702 | 79.9053 | 0.46665 | 0 | 0 | 0 | 0
Low-grade industrial/ commercial - supermarkets | Food Stores | Supermarket 518 | 23 | 990.15 | 316 | 312.8874 | 53.2847 | 79.9271 | 0.46677 | 0 | 0 | 0 | 0
Low-grade industrial/ commercial - supermarkets | Large Food Stores (750 - 2500m2) | Supermarket 519 | 23 | 990.7 | 316 | 313.0612 | 53.3143 | 79.9715 | 0.46703 | 0 | 0 | 0 | 0
Low-grade industrial/ commercial - supermarkets | Large Food Stores (750 - 2500m2) | Supermarket 520 | 23 | 991.08 | 316 | 313.1813 | 53.3348 | 80.0022 | 0.46721 | 0 | 0 | 0 | 0
Low-grade industrial/ commercial - supermarkets | Large Food Stores (750 - 2500m2) | Supermarket 521 | 23 | 991.375 | 316 | 313.2745 | 53.3506 | 80.026 | 0.46735 | 0 | 0 | 0 | 0
Low-grade industrial/ commercial - supermarkets | Large Food Stores (750 - 2500m2) | Supermarket 522 | 23 | 991.8 | 316 | 313.4088 | 53.3735 | 80.0603 | 0.46755 | 0 | 0 | 0 | 0
Low-grade industrial/ commercial - supermarkets | Large Food Stores (750 - 2500m2) | Supermarket 523 | 23 | 992.19 | 316 | 313.532 | 53.3945 | 80.0918 | 0.46774 | 0 | 0 | 0 | 0
Low-grade industrial/ commercial - supermarkets | Large Food Stores (750 - 2500m2) | Supermarket 524 | 23 | 992.2 | 316 | 313.5352 | 53.395 | 80.0926 | 0.46774 | 0 | 0 | 0 | 0
Low-grade industrial/ commercial - supermarkets | Food Stores | Supermarket 525 | 23 | 992.25 | 316 | 313.551 | 53.3977 | 80.0966 | 0.46776 | 0 | 0 | 0 | 0
Low-grade industrial/ commercial - supermarkets | Large Food Stores (750 - 2500m2) | Supermarket 526 | 23 | 992.4 | 316 | 313.5984 | 53.4058 | 80.1087 | 0.46783 | 0 | 0 | 0 | 0
Low-grade industrial/ commercial - supermarkets | Large Food Stores (750 - 2500m2) | Supermarket 527 | 23 | 992.4 | 316 | 313.5984 | 53.4058 | 80.1087 | 0.46783 | 0 | 0 | 0 | 0
Low-grade industrial/ commercial - supermarkets | Shops | Supermarket 528 | 23 | 993.7625 | 316 | 314.029 | 53.4791 | 80.2187 | 0.46848 | 0 | 0 | 0 | 0
Low-grade industrial/ commercial - supermarkets | Large Food Stores (750 - 2500m2) | Supermarket 529 | 23 | 994 | 316 | 314.104 | 53.4919 | 80.2379 | 0.46859 | 0 | 0 | 0 | 0
Low-grade industrial/ commercial - supermarkets | Large Food Stores (750 - 2500m2) | Supermarket 530 | 23 | 994 | 316 | 314.104 | 53.4919 | 80.2379 | 0.46859 | 0 | 0 | 0 | 0
Low-grade industrial/ commercial - supermarkets | Large Food Stores (750 - 2500m2) | Supermarket 531 | 23 | 994.7 | 316 | 314.3252 | 53.5296 | 80.2944 | 0.46892 | 0 | 0 | 0 | 0
Low-grade industrial/ commercial - supermarkets | Large Food Stores (750 - 2500m2) | Supermarket 532 | 23 | 994.8 | 316 | 314.3568 | 53.535 | 80.3024 | 0.46897 | 0 | 0 | 0 | 0
Low-grade industrial/ commercial - supermarkets | Large Food Stores (750 - 2500m2) | Supermarket 533 | 23 | 995 | 316 | 314.42 | 53.5457 | 80.3186 | 0.46906 | 0 | 0 | 0 | 0
Low-grade industrial/ commercial - supermarkets | Large Food Stores (750 - 2500m2) | Supermarket 534 | 23 | 995.96 | 316 | 314.7234 | 53.5974 | 80.3961 | 0.46951 | 0 | 0 | 0 | 0
Low-grade industrial/ commercial - supermarkets | Retail Warehouses and Foodstores | Supermarket 535 | 23 | 996.35 | 316 | 314.8466 | 53.6184 | 80.4276 | 0.4697 | 0 | 0 | 0 | 0
Low-grade industrial/ commercial - supermarkets | Large Food Stores (750 - 2500m2) | Supermarket 536 | 23 | 997.2 | 316 | 315.1152 | 53.6641 | 80.4962 | 0.4701 | 0 | 0 | 0 | 0
Low-grade industrial/ commercial - supermarkets | Large Food Stores (750 - 2500m2) | Supermarket 537 | 23 | 997.6 | 316 | 315.2416 | 53.6856 | 80.5285 | 0.47029 | 0 | 0 | 0 | 0
Low-grade industrial/ commercial - supermarkets | Large Food Stores (750 - 2500m2) | Supermarket 538 | 23 | 998 | 316 | 315.368 | 53.7072 | 80.5608 | 0.47047 | 0 | 0 | 0 | 0
Low-grade industrial/ commercial - supermarkets | Large Food Stores (750 - 2500m2) | Supermarket 539 | 23 | 998.2 | 316 | 315.4312 | 53.7179 | 80.5769 | 0.47057 | 0 | 0 | 0 | 0
Low-grade industrial/ commercial - supermarkets | Large Food Stores (750 - 2500m2) | Supermarket 540 | 23 | 998.43 | 316 | 315.5039 | 53.7303 | 80.5955 | 0.47068 | 0 | 0 | 0 | 0
Low-grade industrial/ commercial - supermarkets | Large Food Stores (750 - 2500m2) | Supermarket 541 | 23 | 999.5 | 316 | 315.842 | 53.7879 | 80.6818 | 0.47118 | 0 | 0 | 0 | 0
Low-grade industrial/ commercial - supermarkets | Large Food Stores (750 - 2500m2) | Supermarket 542 | 23 | 999.5 | 316 | 315.842 | 53.7879 | 80.6818 | 0.47118 | 0 | 0 | 0 | 0
Low-grade industrial/ commercial - supermarkets | Shops | Supermarket 543 | 23 | 999.5875 | 316 | 315.8696 | 53.7926 | 80.6889 | 0.47122 | 0 | 0 | 0 | 0
Low-grade industrial/ commercial - supermarkets | Large Food Stores (750 - 2500m2) | Supermarket 544 | 23 | 999.8 | 316 | 315.9368 | 53.804 | 80.7061 | 0.47132 | 0 | 0 | 0 | 0
Low-grade industrial/ commercial - supermarkets | Large Food Stores (750 - 2500m2) | Supermarket 545 | 23 | 999.9 | 316 | 315.9684 | 53.8094 | 80.7141 | 0.47137 | 0 | 0 | 0 | 0
Low-grade industrial/ commercial - supermarkets | Retail Warehouses and Foodstores | Supermarket 546 | 23 | 1000 | 316 | 316 | 53.8148 | 80.7222 | 0.47142 | 0 | 0 | 0 | 0
Low-grade industrial/ commercial - supermarkets | Large Food Stores (750 - 2500m2) | Supermarket 547 | 23 | 1000.07 | 316 | 316.0221 | 53.8186 | 80.7279 | 0.47145 | 0 | 0 | 0 | 0
Low-grade industrial/ commercial - supermarkets | Food Stores | Supermarket 548 | 23 | 1000.625 | 316 | 316.1975 | 53.8484 | 80.7727 | 0.47171 | 0 | 0 | 0 | 0
Low-grade industrial/ commercial - supermarkets | Large Food Stores (750 - 2500m2) | Supermarket 549 | 23 | 1000.7 | 316 | 316.2212 | 53.8525 | 80.7787 | 0.47175 | 0 | 0 | 0 | 0
Low-grade industrial/ commercial - supermarkets | Large Food Stores (750 - 2500m2) | Supermarket 550 | 23 | 1000.9 | 316 | 316.2844 | 53.8632 | 80.7948 | 0.47184 | 0 | 0 | 0 | 0
Low-grade industrial/ commercial - supermarkets | Food Stores | Supermarket 551 | 23 | 1001.375 | 316 | 316.4345 | 53.8888 | 80.8332 | 0.47207 | 0 | 0 | 0 | 0
Low-grade industrial/ commercial - supermarkets | Large Food Stores (750 - 2500m2) | Supermarket 552 | 23 | 1001.54 | 316 | 316.4866 | 53.8977 | 80.8465 | 0.47214 | 0 | 0 | 0 | 0
Low-grade industrial/ commercial - supermarkets | Large Food Stores (750 - 2500m2) | Supermarket 553 | 23 | 1002 | 316 | 316.632 | 53.9224 | 80.8836 | 0.47236 | 0 | 0 | 0 | 0
Low-grade industrial/ commercial - supermarkets | Large Food Stores (750 - 2500m2) | Supermarket 554 | 23 | 1002.39 | 316 | 316.7552 | 53.9434 | 80.9151 | 0.47254 | 0 | 0 | 0 | 0
Low-grade industrial/ commercial - supermarkets | Large Food Stores (750 - 2500m2) | Supermarket 555 | 23 | 1003.2 | 316 | 317.0112 | 53.987 | 80.9805 | 0.47293 | 0 | 0 | 0 | 0
Low-grade industrial/ commercial - supermarkets | Large Food Stores (750 - 2500m2) | Supermarket 556 | 23 | 1003.8 | 316 | 317.2008 | 54.0193 | 81.0289 | 0.47321 | 0 | 0 | 0 | 0
Low-grade industrial/ commercial - supermarkets | Shops | Supermarket 557 | 23 | 1004.375 | 316 | 317.3825 | 54.0502 | 81.0754 | 0.47348 | 0 | 0 | 0 | 0
Low-grade industrial/ commercial - supermarkets | Large Food Stores (750 - 2500m2) | Supermarket 558 | 23 | 1004.62 | 316 | 317.4599 | 54.0634 | 81.0951 | 0.4736 | 0 | 0 | 0 | 0
Low-grade industrial/ commercial - supermarkets | Large Food Stores (750 - 2500m2) | Supermarket 559 | 23 | 1004.7 | 316 | 317.4852 | 54.0677 | 81.1016 | 0.47363 | 0 | 0 | 0 | 0
Low-grade industrial/ commercial - supermarkets | Large Food Stores (750 - 2500m2) | Supermarket 560 | 23 | 1005.1 | 316 | 317.6116 | 54.0893 | 81.1339 | 0.47382 | 0 | 0 | 0 | 0
Low-grade industrial/ commercial - supermarkets | Large Food Stores (750 - 2500m2) | Supermarket 561 | 23 | 1005.7 | 316 | 317.8012 | 54.1215 | 81.1823 | 0.4741 | 0 | 0 | 0 | 0
Low-grade industrial/ commercial - supermarkets | Large Food Stores (750 - 2500m2) | Supermarket 562 | 23 | 1005.87 | 316 | 317.8549 | 54.1307 | 81.196 | 0.47418 | 0 | 0 | 0 | 0
Low-grade industrial/ commercial - supermarkets | Large Food Stores (750 - 2500m2) | Supermarket 563 | 23 | 1006.3 | 316 | 317.9908 | 54.1538 | 81.2307 | 0.47439 | 0 | 0 | 0 | 0
Low-grade industrial/ commercial - supermarkets | Large Food Stores (750 - 2500m2) | Supermarket 564 | 23 | 1007.2 | 316 | 318.2752 | 54.2023 | 81.3034 | 0.47481 | 0 | 0 | 0 | 0
Low-grade industrial/ commercial - supermarkets | Large Food Stores (750 - 2500m2) | Supermarket 565 | 23 | 1007.3 | 316 | 318.3068 | 54.2076 | 81.3115 | 0.47486 | 0 | 0 | 0 | 0
Low-grade industrial/ commercial - supermarkets | Large Food Stores (750 - 2500m2) | Supermarket 566 | 23 | 1007.6 | 316 | 318.4016 | 54.2238 | 81.3357 | 0.475 | 0 | 0 | 0 | 0
Low-grade industrial/ commercial - supermarkets | Large Food Stores (750 - 2500m2) | Supermarket 567 | 23 | 1007.6 | 316 | 318.4016 | 54.2238 | 81.3357 | 0.475 | 0 | 0 | 0 | 0
Low-grade industrial/ commercial - supermarkets | Large Food Stores (750 - 2500m2) | Supermarket 568 | 23 | 1008.3 | 316 | 318.6228 | 54.2615 | 81.3922 | 0.47533 | 0 | 0 | 0 | 0
Low-grade industrial/ commercial - supermarkets | Large Food Stores (750 - 2500m2) | Supermarket 569 | 23 | 1008.9 | 316 | 318.8124 | 54.2938 | 81.4406 | 0.47561 | 0 | 0 | 0 | 0
Low-grade industrial/ commercial - supermarkets | Retail Warehouses and Foodstores | Supermarket 570 | 23 | 1009 | 316 | 318.844 | 54.2991 | 81.4487 | 0.47566 | 0 | 0 | 0 | 0
Low-grade industrial/ commercial - supermarkets | Large Food Stores (750 - 2500m2) | Supermarket 571 | 23 | 1009.3 | 316 | 318.9388 | 54.3153 | 81.4729 | 0.4758 | 0 | 0 | 0 | 0
Low-grade industrial/ commercial - supermarkets | Large Food Stores (750 - 2500m2) | Supermarket 572 | 23 | 1009.7 | 316 | 319.0652 | 54.3368 | 81.5052 | 0.47599 | 0 | 0 | 0 | 0
Low-grade industrial/ commercial - supermarkets | Shops | Supermarket 573 | 23 | 1010.1375 | 316 | 319.2035 | 54.3603 | 81.5405 | 0.4762 | 0 | 0 | 0 | 0
Low-grade industrial/ commercial - supermarkets | Large Food Stores (750 - 2500m2) | Supermarket 574 | 23 | 1010.31 | 316 | 319.258 | 54.3696 | 81.5544 | 0.47628 | 0 | 0 | 0 | 0
Low-grade industrial/ commercial - supermarkets | Food Stores | Supermarket 575 | 23 | 1010.375 | 316 | 319.2785 | 54.3731 | 81.5597 | 0.47631 | 0 | 0 | 0 | 0
Low-grade industrial/ commercial - supermarkets | Large Food Stores (750 - 2500m2) | Supermarket 576 | 23 | 1010.52 | 316 | 319.3243 | 54.3809 | 81.5714 | 0.47638 | 0 | 0 | 0 | 0
Low-grade industrial/ commercial - supermarkets | Large Food Stores (750 - 2500m2) | Supermarket 577 | 23 | 1011 | 316 | 319.476 | 54.4068 | 81.6101 | 0.4766 | 0 | 0 | 0 | 0
Low-grade industrial/ commercial - supermarkets | Large Food Stores (750 - 2500m2) | Supermarket 578 | 23 | 1011 | 316 | 319.476 | 54.4068 | 81.6101 | 0.4766 | 0 | 0 | 0 | 0
Low-grade industrial/ commercial - supermarkets | Large Food Stores (750 - 2500m2) | Supermarket 579 | 23 | 1012 | 316 | 319.792 | 54.4606 | 81.6909 | 0.47707 | 0 | 0 | 0 | 0
Low-grade industrial/ commercial - supermarkets | Large Food Stores (750 - 2500m2) | Supermarket 580 | 23 | 1012.15 | 316 | 319.8394 | 54.4686 | 81.703 | 0.47715 | 0 | 0 | 0 | 0
Low-grade industrial/ commercial - supermarkets | Large Food Stores (750 - 2500m2) | Supermarket 581 | 23 | 1012.4 | 316 | 319.9184 | 54.4821 | 81.7232 | 0.47726 | 0 | 0 | 0 | 0
Low-grade industrial/ commercial - supermarkets | Food Stores | Supermarket 582 | 23 | 1016.25 | 316 | 321.135 | 54.6893 | 82.0339 | 0.47908 | 0 | 0 | 0 | 0
Low-grade industrial/ commercial - supermarkets | Large Food Stores (750 - 2500m2) | Supermarket 583 | 23 | 1016.52 | 316 | 321.2203 | 54.7038 | 82.0557 | 0.47921 | 0 | 0 | 0 | 0
Low-grade industrial/ commercial - supermarkets | Large Food Stores (750 - 2500m2) | Supermarket 584 | 23 | 1016.8 | 316 | 321.3088 | 54.7189 | 82.0783 | 0.47934 | 0 | 0 | 0 | 0
Low-grade industrial/ commercial - supermarkets | Food Stores | Supermarket 585 | 23 | 1017.25 | 316 | 321.451 | 54.7431 | 82.1147 | 0.47955 | 0 | 0 | 0 | 0
Low-grade industrial/ commercial - supermarkets | Large Food Stores (750 - 2500m2) | Supermarket 586 | 23 | 1018.4 | 316 | 321.8144 | 54.805 | 82.2075 | 0.48009 | 0 | 0 | 0 | 0
Low-grade industrial/ commercial - supermarkets | Food Stores | Supermarket 587 | 23 | 1019.625 | 316 | 322.2015 | 54.8709 | 82.3064 | 0.48067 | 0 | 0 | 0 | 0
Low-grade industrial/ commercial - supermarkets | Food Stores | Supermarket 588 | 23 | 1019.6625 | 316 | 322.2134 | 54.8729 | 82.3094 | 0.48069 | 0 | 0 | 0 | 0
Low-grade industrial/ commercial - supermarkets | Large Food Stores (750 - 2500m2) | Supermarket 589 | 23 | 1020 | 316 | 322.32 | 54.8911 | 82.3366 | 0.48085 | 0 | 0 | 0 | 0
Low-grade industrial/ commercial - supermarkets | Large Food Stores (750 - 2500m2) | Supermarket 590 | 23 | 1020 | 316 | 322.32 | 54.8911 | 82.3366 | 0.48085 | 0 | 0 | 0 | 0
Low-grade industrial/ commercial - supermarkets | Large Food Stores (750 - 2500m2) | Supermarket 591 | 23 | 1020.25 | 316 | 322.399 | 54.9045 | 82.3568 | 0.48096 | 0 | 0 | 0 | 0
Low-grade industrial/ commercial - supermarkets | Large Food Stores (750 - 2500m2) | Supermarket 592 | 23 | 1020.35 | 316 | 322.4306 | 54.9099 | 82.3649 | 0.48101 | 0 | 0 | 0 | 0
Low-grade industrial/ commercial - supermarkets | Large Food Stores (750 - 2500m2) | Supermarket 593 | 23 | 1020.5 | 316 | 322.478 | 54.918 | 82.377 | 0.48108 | 0 | 0 | 0 | 0
Low-grade industrial/ commercial - supermarkets | Large Food Stores (750 - 2500m2) | Supermarket 594 | 23 | 1020.6 | 316 | 322.5096 | 54.9234 | 82.3851 | 0.48113 | 0 | 0 | 0 | 0
Low-grade industrial/ commercial - supermarkets | Large Food Stores (750 - 2500m2) | Supermarket 595 | 23 | 1022 | 316 | 322.952 | 54.9987 | 82.4981 | 0.48179 | 0 | 0 | 0 | 0
Low-grade industrial/ commercial - supermarkets | Large Food Stores (750 - 2500m2) | Supermarket 596 | 23 | 1022.4 | 316 | 323.0784 | 55.0203 | 82.5304 | 0.48198 | 0 | 0 | 0 | 0
Low-grade industrial/ commercial - supermarkets | Large Food Stores (750 - 2500m2) | Supermarket 597 | 23 | 1022.9 | 316 | 323.2364 | 55.0472 | 82.5707 | 0.48221 | 0 | 0 | 0 | 0
Low-grade industrial/ commercial - supermarkets | Large Food Stores (750 - 2500m2) | Supermarket 598 | 23 | 1023.27 | 316 | 323.3533 | 55.0671 | 82.6006 | 0.48239 | 0 | 0 | 0 | 0
Low-grade industrial/ commercial - supermarkets | Large Food Stores (750 - 2500m2) | Supermarket 599 | 23 | 1023.5 | 316 | 323.426 | 55.0794 | 82.6192 | 0.4825 | 0 | 0 | 0 | 0
Low-grade industrial/ commercial - supermarkets | Food Stores | Supermarket 600 | 23 | 1025.6 | 316 | 324.0896 | 55.1925 | 82.7887 | 0.48349 | 0 | 0 | 0 | 0
Low-grade industrial/ commercial - supermarkets | Large Food Stores (750 - 2500m2) | Supermarket 601 | 23 | 1026.4 | 316 | 324.3424 | 55.2355 | 82.8533 | 0.48386 | 0 | 0 | 0 | 0
Low-grade industrial/ commercial - supermarkets | Large Food Stores (750 - 2500m2) | Supermarket 602 | 23 | 1026.6 | 316 | 324.4056 | 55.2463 | 82.8694 | 0.48396 | 0 | 0 | 0 | 0
Low-grade industrial/ commercial - supermarkets | Large Food Stores (750 - 2500m2) | Supermarket 603 | 23 | 1027.67 | 316 | 324.7437 | 55.3039 | 82.9558 | 0.48446 | 0 | 0 | 0 | 0
Low-grade industrial/ commercial - supermarkets | Large Food Stores (750 - 2500m2) | Supermarket 604 | 23 | 1027.99 | 316 | 324.8448 | 55.3211 | 82.9816 | 0.48461 | 0 | 0 | 0 | 0
Low-grade industrial/ commercial - supermarkets | Large Food Stores (750 - 2500m2) | Supermarket 605 | 23 | 1030.92 | 316 | 325.7707 | 55.4788 | 83.2181 | 0.48599 | 0 | 0 | 0 | 0
Low-grade industrial/ commercial - supermarkets | Large Food Stores (750 - 2500m2) | Supermarket 606 | 23 | 1031 | 316 | 325.796 | 55.4831 | 83.2246 | 0.48603 | 0 | 0 | 0 | 0
Low-grade industrial/ commercial - supermarkets | Large Food Stores (750 - 2500m2) | Supermarket 607 | 23 | 1031.2 | 316 | 325.8592 | 55.4938 | 83.2407 | 0.48613 | 0 | 0 | 0 | 0
Low-grade industrial/ commercial - supermarkets | Large Food Stores (750 - 2500m2) | Supermarket 608 | 23 | 1031.4 | 316 | 325.9224 | 55.5046 | 83.2569 | 0.48622 | 0 | 0 | 0 | 0
Low-grade industrial/ commercial - supermarkets | Food Stores | Supermarket 609 | 23 | 1031.625 | 316 | 325.9935 | 55.5167 | 83.275 | 0.48633 | 0 | 0 | 0 | 0
Low-grade industrial/ commercial - supermarkets | Large Food Stores (750 - 2500m2) | Supermarket 610 | 23 | 1031.9 | 316 | 326.0804 | 55.5315 | 83.2972 | 0.48646 | 0 | 0 | 0 | 0
Low-grade industrial/ commercial - supermarkets | Large Food Stores (750 - 2500m2) | Supermarket 611 | 23 | 1032.16 | 316 | 326.1626 | 55.5455 | 83.3182 | 0.48658 | 0 | 0 | 0 | 0
Low-grade industrial/ commercial - supermarkets | Large Food Stores (750 - 2500m2) | Supermarket 612 | 23 | 1032.25 | 316 | 326.191 | 55.5503 | 83.3255 | 0.48662 | 0 | 0 | 0 | 0
Low-grade industrial/ commercial - supermarkets | Shops | Supermarket 613 | 23 | 1032.275 | 316 | 326.1989 | 55.5517 | 83.3275 | 0.48663 | 0 | 0 | 0 | 0
Low-grade industrial/ commercial - supermarkets | Large Food Stores (750 - 2500m2) | Supermarket 614 | 23 | 1032.56 | 316 | 326.289 | 55.567 | 83.3505 | 0.48677 | 0 | 0 | 0 | 0
Low-grade industrial/ commercial - supermarkets | Large Food Stores (750 - 2500m2) | Supermarket 615 | 23 | 1032.7 | 316 | 326.3332 | 55.5745 | 83.3618 | 0.48683 | 0 | 0 | 0 | 0
Low-grade industrial/ commercial - supermarkets | Large Food Stores (750 - 2500m2) | Supermarket 616 | 23 | 1034.67 | 316 | 326.9557 | 55.6806 | 83.5208 | 0.48776 | 0 | 0 | 0 | 0
Low-grade industrial/ commercial - supermarkets | Large Food Stores (750 - 2500m2) | Supermarket 617 | 23 | 1035 | 316 | 327.06 | 55.6983 | 83.5475 | 0.48792 | 0 | 0 | 0 | 0
Low-grade industrial/ commercial - supermarkets | Large Food Stores (750 - 2500m2) | Supermarket 618 | 23 | 1035.16 | 316 | 327.1106 | 55.7069 | 83.5604 | 0.48799 | 0 | 0 | 0 | 0
Low-grade industrial/ commercial - supermarkets | Large Food Stores (750 - 2500m2) | Supermarket 619 | 23 | 1035.4 | 316 | 327.1864 | 55.7198 | 83.5798 | 0.48811 | 0 | 0 | 0 | 0
Low-grade industrial/ commercial - supermarkets | Large Food Stores (750 - 2500m2) | Supermarket 620 | 23 | 1035.88 | 316 | 327.3381 | 55.7457 | 83.6185 | 0.48833 | 0 | 0 | 0 | 0
Low-grade industrial/ commercial - supermarkets | Large Food Stores (750 - 2500m2) | Supermarket 621 | 23 | 1035.9 | 316 | 327.3444 | 55.7468 | 83.6201 | 0.48834 | 0 | 0 | 0 | 0
Low-grade industrial/ commercial - supermarkets | Large Food Stores (750 - 2500m2) | Supermarket 622 | 23 | 1036.1 | 316 | 327.4076 | 55.7575 | 83.6363 | 0.48844 | 0 | 0 | 0 | 0
Low-grade industrial/ commercial - supermarkets | Large Food Stores (750 - 2500m2) | Supermarket 623 | 23 | 1037.2 | 316 | 327.7552 | 55.8167 | 83.7251 | 0.48895 | 0 | 0 | 0 | 0
Low-grade industrial/ commercial - supermarkets | Shops | Supermarket 624 | 23 | 1037.375 | 316 | 327.8105 | 55.8261 | 83.7392 | 0.48904 | 0 | 0 | 0 | 0
Low-grade industrial/ commercial - supermarkets | Large Food Stores (750 - 2500m2) | Supermarket 625 | 23 | 1037.9 | 316 | 327.9764 | 55.8544 | 83.7816 | 0.48928 | 0 | 0 | 0 | 0
Low-grade industrial/ commercial - supermarkets | Large Food Stores (750 - 2500m2) | Supermarket 626 | 23 | 1037.9 | 316 | 327.9764 | 55.8544 | 83.7816 | 0.48928 | 0 | 0 | 0 | 0
Low-grade industrial/ commercial - supermarkets | Large Food Stores (750 - 2500m2) | Supermarket 627 | 23 | 1038.07 | 316 | 328.0301 | 55.8635 | 83.7953 | 0.48936 | 0 | 0 | 0 | 0
Low-grade industrial/ commercial - supermarkets | Large Food Stores (750 - 2500m2) | Supermarket 628 | 23 | 1038.1 | 316 | 328.0396 | 55.8651 | 83.7977 | 0.48938 | 0 | 0 | 0 | 0
Low-grade industrial/ commercial - supermarkets | Shops | Supermarket 629 | 23 | 1038.25 | 316 | 328.087 | 55.8732 | 83.8098 | 0.48945 | 0 | 0 | 0 | 0
Low-grade industrial/ commercial - supermarkets | Shops | Supermarket 630 | 23 | 1039.3375 | 316 | 328.4307 | 55.9317 | 83.8976 | 0.48996 | 0 | 0 | 0 | 0
Low-grade industrial/ commercial - supermarkets | Large Food Stores (750 - 2500m2) | Supermarket 631 | 23 | 1040.29 | 316 | 328.7316 | 55.983 | 83.9745 | 0.49041 | 0 | 0 | 0 | 0
Low-grade industrial/ commercial - supermarkets | Large Food Stores (750 - 2500m2) | Supermarket 632 | 23 | 1041 | 316 | 328.956 | 56.0212 | 84.0318 | 0.49075 | 0 | 0 | 0 | 0
Low-grade industrial/ commercial - supermarkets | Large Food Stores (750 - 2500m2) | Supermarket 633 | 23 | 1043.5 | 316 | 329.746 | 56.1557 | 84.2336 | 0.49192 | 0 | 0 | 0 | 0
Low-grade industrial/ commercial - supermarkets | Large Food Stores (750 - 2500m2) | Supermarket 634 | 23 | 1044.1 | 316 | 329.9356 | 56.188 | 84.282 | 0.49221 | 0 | 0 | 0 | 0
Low-grade industrial/ commercial - supermarkets | Shops | Supermarket 635 | 23 | 1044.625 | 316 | 330.1015 | 56.2163 | 84.3244 | 0.49245 | 0 | 0 | 0 | 0
Low-grade industrial/ commercial - supermarkets | Large Food Stores (750 - 2500m2) | Supermarket 636 | 23 | 1046.7 | 316 | 330.7572 | 56.328 | 84.4919 | 0.49343 | 0 | 0 | 0 | 0
Low-grade industrial/ commercial - supermarkets | Shops | Supermarket 637 | 23 | 1048.12 | 316 | 331.2059 | 56.4044 | 84.6066 | 0.4941 | 0 | 0 | 0 | 0
Low-grade industrial/ commercial - supermarkets | Large Food Stores (750 - 2500m2) | Supermarket 638 | 23 | 1048.21 | 316 | 331.2344 | 56.4092 | 84.6138 | 0.49414 | 0 | 0 | 0 | 0
Low-grade industrial/ commercial - supermarkets | Large Food Stores (750 - 2500m2) | Supermarket 639 | 23 | 1049 | 316 | 331.484 | 56.4517 | 84.6776 | 0.49452 | 0 | 0 | 0 | 0
Low-grade industrial/ commercial - supermarkets | Shops | Supermarket 640 | 23 | 1049.7625 | 316 | 331.7249 | 56.4928 | 84.7391 | 0.49488 | 0 | 0 | 0 | 0
Low-grade industrial/ commercial - supermarkets | Large Food Stores (750 - 2500m2) | Supermarket 641 | 23 | 1049.93 | 316 | 331.7779 | 56.5018 | 84.7527 | 0.49496 | 0 | 0 | 0 | 0
Low-grade industrial/ commercial - supermarkets | Large Food Stores (750 - 2500m2) | Supermarket 642 | 23 | 1050 | 316 | 331.8 | 56.5055 | 84.7583 | 0.49499 | 0 | 0 | 0 | 0
Low-grade industrial/ commercial - supermarkets | Shops | Supermarket 643 | 23 | 1050 | 316 | 331.8 | 56.5055 | 84.7583 | 0.49499 | 0 | 0 | 0 | 0
Low-grade industrial/ commercial - supermarkets | Large Food Stores (750 - 2500m2) | Supermarket 644 | 23 | 1050.5 | 316 | 331.958 | 56.5324 | 84.7987 | 0.49522 | 0 | 0 | 0 | 0
Low-grade industrial/ commercial - supermarkets | Large Food Stores (750 - 2500m2) | Supermarket 645 | 23 | 1050.9 | 316 | 332.0844 | 56.554 | 84.831 | 0.49541 | 0 | 0 | 0 | 0
Low-grade industrial/ commercial - supermarkets | Retail Warehouses and Foodstores | Supermarket 646 | 23 | 1052.75 | 316 | 332.669 | 56.6535 | 84.9803 | 0.49628 | 0 | 0 | 0 | 0
Low-grade industrial/ commercial - supermarkets | Large Food Stores (750 - 2500m2) | Supermarket 647 | 23 | 1053.8 | 316 | 333.0008 | 56.71 | 85.0651 | 0.49678 | 0 | 0 | 0 | 0
Low-grade industrial/ commercial - supermarkets | Large Food Stores (750 - 2500m2) | Supermarket 648 | 23 | 1053.9 | 316 | 333.0324 | 56.7154 | 85.0731 | 0.49683 | 0 | 0 | 0 | 0
Low-grade industrial/ commercial - supermarkets | Large Food Stores (750 - 2500m2) | Supermarket 649 | 23 | 1054.9 | 316 | 333.3484 | 56.7692 | 85.1538 | 0.4973 | 0 | 0 | 0 | 0
Low-grade industrial/ commercial - supermarkets | Food Stores | Supermarket 650 | 23 | 1055.0625 | 316 | 333.3997 | 56.778 | 85.167 | 0.49738 | 0 | 0 | 0 | 0
Low-grade industrial/ commercial - supermarkets | Large Food Stores (750 - 2500m2) | Supermarket 651 | 23 | 1056 | 316 | 333.696 | 56.8284 | 85.2426 | 0.49782 | 0 | 0 | 0 | 0
Low-grade industrial/ commercial - supermarkets | Large Food Stores (750 - 2500m2) | Supermarket 652 | 23 | 1057.4 | 316 | 334.1384 | 56.9038 | 85.3557 | 0.49848 | 0 | 0 | 0 | 0
Low-grade industrial/ commercial - supermarkets | Large Food Stores (750 - 2500m2) | Supermarket 653 | 23 | 1058.79 | 316 | 334.5776 | 56.9786 | 85.4679 | 0.49913 | 0 | 0 | 0 | 0
Low-grade industrial/ commercial - supermarkets | Large Food Stores (750 - 2500m2) | Supermarket 654 | 23 | 1058.9 | 316 | 334.6124 | 56.9845 | 85.4767 | 0.49918 | 0 | 0 | 0 | 0
Low-grade industrial/ commercial - supermarkets | Large Food Stores (750 - 2500m2) | Supermarket 655 | 23 | 1059.7 | 316 | 334.8652 | 57.0275 | 85.5413 | 0.49956 | 0 | 0 | 0 | 0
Low-grade industrial/ commercial - supermarkets | Large Food Stores (750 - 2500m2) | Supermarket 656 | 23 | 1060.1 | 316 | 334.9916 | 57.0491 | 85.5736 | 0.49975 | 0 | 0 | 0 | 0
Low-grade industrial/ commercial - supermarkets | Large Food Stores (750 - 2500m2) | Supermarket 657 | 23 | 1061.14 | 316 | 335.3202 | 57.105 | 85.6576 | 0.50024 | 0 | 0 | 0 | 0
Low-grade industrial/ commercial - supermarkets | Large Food Stores (750 - 2500m2) | Supermarket 658 | 23 | 1061.9 | 316 | 335.5604 | 57.1459 | 85.7189 | 0.5006 | 0 | 0 | 0 | 0
Low-grade industrial/ commercial - supermarkets | Food Stores | Supermarket 659 | 23 | 1062.2875 | 316 | 335.6829 | 57.1668 | 85.7502 | 0.50078 | 0 | 0 | 0 | 0
Low-grade industrial/ commercial - supermarkets | Large Food Stores (750 - 2500m2) | Supermarket 660 | 23 | 1062.6 | 316 | 335.7816 | 57.1836 | 85.7754 | 0.50093 | 0 | 0 | 0 | 0
Low-grade industrial/ commercial - supermarkets | Large Food Stores (750 - 2500m2) | Supermarket 661 | 23 | 1062.8 | 316 | 335.8448 | 57.1944 | 85.7916 | 0.50102 | 0 | 0 | 0 | 0
Low-grade industrial/ commercial - supermarkets | Large Food Stores (750 - 2500m2) | Supermarket 662 | 23 | 1064.2 | 316 | 336.2872 | 57.2697 | 85.9046 | 0.50168 | 0 | 0 | 0 | 0
Low-grade industrial/ commercial - supermarkets | Large Food Stores (750 - 2500m2) | Supermarket 663 | 23 | 1064.59 | 316 | 336.4104 | 57.2907 | 85.936 | 0.50187 | 0 | 0 | 0 | 0
Low-grade industrial/ commercial - supermarkets | Large Food Stores (750 - 2500m2) | Supermarket 664 | 23 | 1067 | 316 | 337.172 | 57.4204 | 86.1306 | 0.503 | 0 | 0 | 0 | 0
Low-grade industrial/ commercial - supermarkets | Large Food Stores (750 - 2500m2) | Supermarket 665 | 23 | 1067.4 | 316 | 337.2984 | 57.4419 | 86.1629 | 0.50319 | 0 | 0 | 0 | 0
Low-grade industrial/ commercial - supermarkets | Large Food Stores (750 - 2500m2) | Supermarket 666 | 23 | 1067.5 | 316 | 337.33 | 57.4473 | 86.1709 | 0.50324 | 0 | 0 | 0 | 0
Low-grade industrial/ commercial - supermarkets | Food Stores | Supermarket 667 | 23 | 1067.875 | 316 | 337.4485 | 57.4675 | 86.2012 | 0.50342 | 0 | 0 | 0 | 0
Low-grade industrial/ commercial - supermarkets | Large Food Stores (750 - 2500m2) | Supermarket 668 | 23 | 1068 | 316 | 337.488 | 57.4742 | 86.2113 | 0.50347 | 0 | 0 | 0 | 0
Low-grade industrial/ commercial - supermarkets | Large Food Stores (750 - 2500m2) | Supermarket 669 | 23 | 1069.04 | 316 | 337.8166 | 57.5302 | 86.2953 | 0.50396 | 0 | 0 | 0 | 0
Low-grade industrial/ commercial - supermarkets | Large Food Stores (750 - 2500m2) | Supermarket 670 | 23 | 1069.5 | 316 | 337.962 | 57.5549 | 86.3324 | 0.50418 | 0 | 0 | 0 | 0
Low-grade industrial/ commercial - supermarkets | Large Food Stores (750 - 2500m2) | Supermarket 671 | 23 | 1069.5 | 316 | 337.962 | 57.5549 | 86.3324 | 0.50418 | 0 | 0 | 0 | 0
Low-grade industrial/ commercial - supermarkets | Large Food Stores (750 - 2500m2) | Supermarket 672 | 23 | 1069.6 | 316 | 337.9936 | 57.5603 | 86.3405 | 0.50423 | 0 | 0 | 0 | 0
Low-grade industrial/ commercial - supermarkets | Shops | Supermarket 673 | 23 | 1069.875 | 316 | 338.0805 | 57.5751 | 86.3627 | 0.50436 | 0 | 0 | 0 | 0
Low-grade industrial/ commercial - supermarkets | Large Food Stores (750 - 2500m2) | Supermarket 674 | 23 | 1070 | 316 | 338.12 | 57.5818 | 86.3728 | 0.50442 | 0 | 0 | 0 | 0
Low-grade industrial/ commercial - supermarkets | Large Food Stores (750 - 2500m2) | Supermarket 675 | 23 | 1070.6 | 316 | 338.3096 | 57.6141 | 86.4212 | 0.5047 | 0 | 0 | 0 | 0
Low-grade industrial/ commercial - supermarkets | Large Food Stores (750 - 2500m2) | Supermarket 676 | 23 | 1071.5 | 316 | 338.594 | 57.6626 | 86.4938 | 0.50512 | 0 | 0 | 0 | 0
Low-grade industrial/ commercial - supermarkets | Food Stores | Supermarket 677 | 23 | 1072.3875 | 316 | 338.8745 | 57.7103 | 86.5655 | 0.50554 | 0 | 0 | 0 | 0
Low-grade industrial/ commercial - supermarkets | Large Food Stores (750 - 2500m2) | Supermarket 678 | 23 | 1073.09 | 316 | 339.0964 | 57.7481 | 86.6222 | 0.50587 | 0 | 0 | 0 | 0
Low-grade industrial/ commercial - supermarkets | Large Food Stores (750 - 2500m2) | Supermarket 679 | 23 | 1073.29 | 316 | 339.1596 | 57.7589 | 86.6383 | 0.50597 | 0 | 0 | 0 | 0
Low-grade industrial/ commercial - supermarkets | Large Food Stores (750 - 2500m2) | Supermarket 680 | 23 | 1073.7 | 316 | 339.2892 | 57.781 | 86.6714 | 0.50616 | 0 | 0 | 0 | 0
Low-grade industrial/ commercial - supermarkets | Shops | Supermarket 681 | 23 | 1073.8125 | 316 | 339.3247 | 57.787 | 86.6805 | 0.50621 | 0 | 0 | 0 | 0
Low-grade industrial/ commercial - supermarkets | Large Food Stores (750 - 2500m2) | Supermarket 682 | 23 | 1074.89 | 316 | 339.6652 | 57.845 | 86.7675 | 0.50672 | 0 | 0 | 0 | 0
Low-grade industrial/ commercial - supermarkets | Large Food Stores (750 - 2500m2) | Supermarket 683 | 23 | 1075.07 | 316 | 339.7221 | 57.8547 | 86.782 | 0.50681 | 0 | 0 | 0 | 0
Low-grade industrial/ commercial - supermarkets | Large Food Stores (750 - 2500m2) | Supermarket 684 | 23 | 1075.99 | 316 | 340.0128 | 57.9042 | 86.8563 | 0.50724 | 0 | 0 | 0 | 0
Low-grade industrial/ commercial - supermarkets | Food Stores | Supermarket 685 | 23 | 1078.625 | 316 | 340.8455 | 58.046 | 87.069 | 0.50848 | 0 | 0 | 0 | 0
Low-grade industrial/ commercial - supermarkets | Large Food Stores (750 - 2500m2) | Supermarket 686 | 23 | 1078.7 | 316 | 340.8692 | 58.05 | 87.075 | 0.50852 | 0 | 0 | 0 | 0
Low-grade industrial/ commercial - supermarkets | Large Food Stores (750 - 2500m2) | Supermarket 687 | 23 | 1079.125 | 316 | 341.0035 | 58.0729 | 87.1093 | 0.50872 | 0 | 0 | 0 | 0
Low-grade industrial/ commercial - supermarkets | Large Food Stores (750 - 2500m2) | Supermarket 688 | 23 | 1079.5125 | 316 | 341.1259 | 58.0937 | 87.1406 | 0.5089 | 0 | 0 | 0 | 0
Low-grade industrial/ commercial - supermarkets | Large Food Stores (750 - 2500m2) | Supermarket 689 | 23 | 1080 | 316 | 341.28 | 58.12 | 87.18 | 0.50913 | 0 | 0 | 0 | 0
Low-grade industrial/ commercial - supermarkets | Shops | Supermarket 690 | 23 | 1080.4 | 316 | 341.4064 | 58.1415 | 87.2123 | 0.50932 | 0 | 0 | 0 | 0
Low-grade industrial/ commercial - supermarkets | Large Food Stores (750 - 2500m2) | Supermarket 691 | 23 | 1080.6 | 316 | 341.4696 | 58.1523 | 87.2284 | 0.50941 | 0 | 0 | 0 | 0
Low-grade industrial/ commercial - supermarkets | Shops | Supermarket 692 | 23 | 1081.25 | 316 | 341.675 | 58.1873 | 87.2809 | 0.50972 | 0 | 0 | 0 | 0
Low-grade industrial/ commercial - supermarkets | Large Food Stores (750 - 2500m2) | Supermarket 693 | 23 | 1081.44 | 316 | 341.735 | 58.1975 | 87.2962 | 0.50981 | 0 | 0 | 0 | 0
Low-grade industrial/ commercial - supermarkets | Large Food Stores (750 - 2500m2) | Supermarket 694 | 23 | 1081.5 | 316 | 341.754 | 58.2007 | 87.3011 | 0.50984 | 0 | 0 | 0 | 0
Low-grade industrial/ commercial - supermarkets | Large Food Stores (750 - 2500m2) | Supermarket 695 | 23 | 1081.89 | 316 | 341.8772 | 58.2217 | 87.3325 | 0.51002 | 0 | 0 | 0 | 0
Low-grade industrial/ commercial - supermarkets | Large Food Stores (750 - 2500m2) | Supermarket 696 | 23 | 1082.3 | 316 | 342.0068 | 58.2438 | 87.3656 | 0.51022 | 0 | 0 | 0 | 0
Low-grade industrial/ commercial - supermarkets | Large Food Stores (750 - 2500m2) | Supermarket 697 | 23 | 1083.03 | 316 | 342.2375 | 58.283 | 87.4246 | 0.51056 | 0 | 0 | 0 | 0
Low-grade industrial/ commercial - supermarkets | Large Food Stores (750 - 2500m2) | Supermarket 698 | 23 | 1083.66 | 316 | 342.4366 | 58.3169 | 87.4754 | 0.51086 | 0 | 0 | 0 | 0
Low-grade industrial/ commercial - supermarkets | Large Food Stores (750 - 2500m2) | Supermarket 699 | 23 | 1084 | 316 | 342.544 | 58.3352 | 87.5029 | 0.51102 | 0 | 0 | 0 | 0
Low-grade industrial/ commercial - supermarkets | Large Food Stores (750 - 2500m2) | Supermarket 700 | 23 | 1084.8 | 316 | 342.7968 | 58.3783 | 87.5674 | 0.51139 | 0 | 0 | 0 | 0
Low-grade industrial/ commercial - supermarkets | Large Food Stores (750 - 2500m2) | Supermarket 701 | 23 | 1085 | 316 | 342.86 | 58.3891 | 87.5836 | 0.51149 | 0 | 0 | 0 | 0
Low-grade industrial/ commercial - supermarkets | Large Food Stores (750 - 2500m2) | Supermarket 702 | 23 | 1085.7625 | 316 | 343.101 | 58.4301 | 87.6451 | 0.51185 | 0 | 0 | 0 | 0
Low-grade industrial/ commercial - supermarkets | Large Food Stores (750 - 2500m2) | Supermarket 703 | 23 | 1086.1 | 316 | 343.2076 | 58.4483 | 87.6724 | 0.51201 | 0 | 0 | 0 | 0
Low-grade industrial/ commercial - supermarkets | Large Food Stores (750 - 2500m2) | Supermarket 704 | 23 | 1086.4 | 316 | 343.3024 | 58.4644 | 87.6966 | 0.51215 | 0 | 0 | 0 | 0
Low-grade industrial/ commercial - supermarkets | Large Food Stores (750 - 2500m2) | Supermarket 705 | 23 | 1087.125 | 316 | 343.5315 | 58.5034 | 87.7551 | 0.51249 | 0 | 0 | 0 | 0
Low-grade industrial/ commercial - supermarkets | Large Food Stores (750 - 2500m2) | Supermarket 706 | 23 | 1088.7 | 316 | 344.0292 | 58.5882 | 87.8823 | 0.51323 | 0 | 0 | 0 | 0
Low-grade industrial/ commercial - supermarkets | Large Food Stores (750 - 2500m2) | Supermarket 707 | 23 | 1089.49 | 316 | 344.2788 | 58.6307 | 87.946 | 0.5136 | 0 | 0 | 0 | 0
Low-grade industrial/ commercial - supermarkets | Large Food Stores (750 - 2500m2) | Supermarket 708 | 23 | 1090.5 | 316 | 344.598 | 58.685 | 88.0276 | 0.51408 | 0 | 0 | 0 | 0
Low-grade industrial/ commercial - supermarkets | Large Food Stores (750 - 2500m2) | Supermarket 709 | 23 | 1090.95 | 316 | 344.7402 | 58.7093 | 88.0639 | 0.51429 | 0 | 0 | 0 | 0
Low-grade industrial/ commercial - supermarkets | Large Food Stores (750 - 2500m2) | Supermarket 710 | 23 | 1091 | 316 | 344.756 | 58.7119 | 88.0679 | 0.51432 | 0 | 0 | 0 | 0
Low-grade industrial/ commercial - supermarkets | Shops | Supermarket 711 | 23 | 1091.8625 | 316 | 345.0285 | 58.7584 | 88.1375 | 0.51472 | 0 | 0 | 0 | 0
Low-grade industrial/ commercial - supermarkets | Large Food Stores (750 - 2500m2) | Supermarket 712 | 23 | 1092.51 | 316 | 345.2332 | 58.7932 | 88.1898 | 0.51503 | 0 | 0 | 0 | 0
Low-grade industrial/ commercial - supermarkets | Large Food Stores (750 - 2500m2) | Supermarket 713 | 23 | 1092.7 | 316 | 345.2932 | 58.8034 | 88.2051 | 0.51512 | 0 | 0 | 0 | 0
Low-grade industrial/ commercial - supermarkets | Large Food Stores (750 - 2500m2) | Supermarket 714 | 23 | 1093.57 | 316 | 345.5681 | 58.8503 | 88.2754 | 0.51553 | 0 | 0 | 0 | 0
Low-grade industrial/ commercial - supermarkets | Large Food Stores (750 - 2500m2) | Supermarket 715 | 23 | 1093.7 | 316 | 345.6092 | 58.8572 | 88.2859 | 0.51559 | 0 | 0 | 0 | 0
Low-grade industrial/ commercial - supermarkets | Large Food Stores (750 - 2500m2) | Supermarket 716 | 23 | 1094.3 | 316 | 345.7988 | 58.8895 | 88.3343 | 0.51587 | 0 | 0 | 0 | 0
Low-grade industrial/ commercial - supermarkets | Large Food Stores (750 - 2500m2) | Supermarket 717 | 23 | 1094.9 | 316 | 345.9884 | 58.9218 | 88.3827 | 0.51616 | 0 | 0 | 0 | 0
Low-grade industrial/ commercial - supermarkets | Large Food Stores (750 - 2500m2) | Supermarket 718 | 23 | 1094.99 | 316 | 346.0168 | 58.9267 | 88.39 | 0.5162 | 0 | 0 | 0 | 0
Low-grade industrial/ commercial - supermarkets | Large Food Stores (750 - 2500m2) | Supermarket 719 | 23 | 1095.4 | 316 | 346.1464 | 58.9487 | 88.4231 | 0.51639 | 0 | 0 | 0 | 0
Low-grade industrial/ commercial - supermarkets | Large Food Stores (750 - 2500m2) | Supermarket 720 | 23 | 1095.8 | 316 | 346.2728 | 58.9703 | 88.4554 | 0.51658 | 0 | 0 | 0 | 0
Low-grade industrial/ commercial - supermarkets | Shops | Supermarket 721 | 23 | 1097.375 | 316 | 346.7705 | 59.055 | 88.5825 | 0.51732 | 0 | 0 | 0 | 0
Low-grade industrial/ commercial - supermarkets | Large Food Stores (750 - 2500m2) | Supermarket 722 | 23 | 1097.9 | 316 | 346.9364 | 59.0833 | 88.6249 | 0.51757 | 0 | 0 | 0 | 0
Low-grade industrial/ commercial - supermarkets | Large Food Stores (750 - 2500m2) | Supermarket 723 | 23 | 1097.95 | 316 | 346.9522 | 59.086 | 88.6289 | 0.51759 | 0 | 0 | 0 | 0
Low-grade industrial/ commercial - supermarkets | Large Food Stores (750 - 2500m2) | Supermarket 724 | 23 | 1098.7 | 316 | 347.1892 | 59.1263 | 88.6895 | 0.51795 | 0 | 0 | 0 | 0
Low-grade industrial/ commercial - supermarkets | Large Food Stores (750 - 2500m2) | Supermarket 725 | 23 | 1098.9 | 316 | 347.2524 | 59.1371 | 88.7056 | 0.51804 | 0 | 0 | 0 | 0
Low-grade industrial/ commercial - supermarkets | Shops | Supermarket 726 | 23 | 1099.125 | 316 | 347.3235 | 59.1492 | 88.7238 | 0.51815 | 0 | 0 | 0 | 0
Low-grade industrial/ commercial - supermarkets | Large Food Stores (750 - 2500m2) | Supermarket 727 | 23 | 1099.26 | 316 | 347.3662 | 59.1565 | 88.7347 | 0.51821 | 0 | 0 | 0 | 0
Low-grade industrial/ commercial - supermarkets | Shops | Supermarket 728 | 23 | 1099.3 | 316 | 347.3788 | 59.1586 | 88.7379 | 0.51823 | 0 | 0 | 0 | 0
Low-grade industrial/ commercial - supermarkets | Large Food Stores (750 - 2500m2) | Supermarket 729 | 23 | 1099.5 | 316 | 347.442 | 59.1694 | 88.7541 | 0.51832 | 0 | 0 | 0 | 0
Low-grade industrial/ commercial - supermarkets | Shops | Supermarket 730 | 23 | 1099.75 | 316 | 347.521 | 59.1828 | 88.7742 | 0.51844 | 0 | 0 | 0 | 0
Low-grade industrial/ commercial - supermarkets | Large Food Stores (750 - 2500m2) | Supermarket 731 | 23 | 1099.8 | 316 | 347.5368 | 59.1855 | 88.7783 | 0.51847 | 0 | 0 | 0 | 0
Low-grade industrial/ commercial - supermarkets | Large Food Stores (750 - 2500m2) | Supermarket 732 | 23 | 1100 | 316 | 347.6 | 59.1963 | 88.7944 | 0.51856 | 0 | 0 | 0 | 0
Low-grade industrial/ commercial - supermarkets | Large Food Stores (750 - 2500m2) | Supermarket 733 | 23 | 1100 | 316 | 347.6 | 59.1963 | 88.7944 | 0.51856 | 0 | 0 | 0 | 0
Low-grade industrial/ commercial - supermarkets | Large Food Stores (750 - 2500m2) | Supermarket 734 | 23 | 1101.93 | 316 | 348.2099 | 59.3001 | 88.9502 | 0.51947 | 0 | 0 | 0 | 0
Low-grade industrial/ commercial - supermarkets | Large Food Stores (750 - 2500m2) | Supermarket 735 | 23 | 1101.95 | 316 | 348.2162 | 59.3012 | 88.9518 | 0.51948 | 0 | 0 | 0 | 0
Low-grade industrial/ commercial - supermarkets | Large Food Stores (750 - 2500m2) | Supermarket 736 | 23 | 1102.3 | 316 | 348.3268 | 59.3201 | 88.9801 | 0.51964 | 0 | 0 | 0 | 0
Low-grade industrial/ commercial - supermarkets | Large Food Stores (750 - 2500m2) | Supermarket 737 | 23 | 1103.4 | 316 | 348.6744 | 59.3793 | 89.0689 | 0.52016 | 0 | 0 | 0 | 0
Low-grade industrial/ commercial - supermarkets | Large Food Stores (750 - 2500m2) | Supermarket 738 | 23 | 1104.6 | 316 | 349.0536 | 59.4438 | 89.1657 | 0.52073 | 0 | 0 | 0 | 0
Low-grade industrial/ commercial - supermarkets | Large Food Stores (750 - 2500m2) | Supermarket 739 | 23 | 1106.7 | 316 | 349.7172 | 59.5568 | 89.3353 | 0.52172 | 0 | 0 | 0 | 0
Low-grade industrial/ commercial - supermarkets | Large Food Stores (750 - 2500m2) | Supermarket 740 | 23 | 1106.9 | 316 | 349.7804 | 59.5676 | 89.3514 | 0.52181 | 0 | 0 | 0 | 0
Low-grade industrial/ commercial - supermarkets | Large Food Stores (750 - 2500m2) | Supermarket 741 | 23 | 1109.2 | 316 | 350.5072 | 59.6914 | 89.5371 | 0.5229 | 0 | 0 | 0 | 0
Low-grade industrial/ commercial - supermarkets | Large Food Stores (750 - 2500m2) | Supermarket 742 | 23 | 1109.25 | 316 | 350.523 | 59.6941 | 89.5411 | 0.52292 | 0 | 0 | 0 | 0
Low-grade industrial/ commercial - supermarkets | Large Food Stores (750 - 2500m2) | Supermarket 743 | 23 | 1109.5 | 316 | 350.602 | 59.7075 | 89.5613 | 0.52304 | 0 | 0 | 0 | 0
Low-grade industrial/ commercial - supermarkets | Large Food Stores (750 - 2500m2) | Supermarket 744 | 23 | 1109.83 | 316 | 350.7063 | 59.7253 | 89.5879 | 0.52319 | 0 | 0 | 0 | 0
Low-grade industrial/ commercial - supermarkets | Large Food Stores (750 - 2500m2) | Supermarket 745 | 23 | 1109.97 | 316 | 350.7505 | 59.7328 | 89.5992 | 0.52326 | 0 | 0 | 0 | 0
Low-grade industrial/ commercial - supermarkets | Large Food Stores (750 - 2500m2) | Supermarket 746 | 23 | 1110 | 316 | 350.76 | 59.7344 | 89.6016 | 0.52327 | 0 | 0 | 0 | 0
Low-grade industrial/ commercial - supermarkets | Large Food Stores (750 - 2500m2) | Supermarket 747 | 23 | 1111.04 | 316 | 351.0886 | 59.7904 | 89.6856 | 0.52376 | 0 | 0 | 0 | 0
Low-grade industrial/ commercial - supermarkets | Large Food Stores (750 - 2500m2) | Supermarket 748 | 23 | 1111.84 | 316 | 351.3414 | 59.8334 | 89.7502 | 0.52414 | 0 | 0 | 0 | 0
Low-grade industrial/ commercial - supermarkets | Large Food Stores (750 - 2500m2) | Supermarket 749 | 23 | 1112.7 | 316 | 351.6132 | 59.8797 | 89.8196 | 0.52455 | 0 | 0 | 0 | 0
Low-grade industrial/ commercial - supermarkets | Food Stores | Supermarket 750 | 23 | 1113.3 | 316 | 351.8028 | 59.912 | 89.868 | 0.52483 | 0 | 0 | 0 | 0
Low-grade industrial/ commercial - supermarkets | Large Food Stores (750 - 2500m2) | Supermarket 751 | 23 | 1113.5 | 316 | 351.866 | 59.9228 | 89.8842 | 0.52492 | 0 | 0 | 0 | 0
Low-grade industrial/ commercial - supermarkets | Large Food Stores (750 - 2500m2) | Supermarket 752 | 23 | 1113.58 | 316 | 351.8913 | 59.9271 | 89.8906 | 0.52496 | 0 | 0 | 0 | 0
Low-grade industrial/ commercial - supermarkets | Large Food Stores (750 - 2500m2) | Supermarket 753 | 23 | 1114.8 | 316 | 352.2768 | 59.9927 | 89.9891 | 0.52554 | 0 | 0 | 0 | 0
Low-grade industrial/ commercial - supermarkets | Food Stores | Supermarket 754 | 23 | 1115.125 | 316 | 352.3795 | 60.0102 | 90.0153 | 0.52569 | 0 | 0 | 0 | 0
Low-grade industrial/ commercial - supermarkets | Large Food Stores (750 - 2500m2) | Supermarket 755 | 23 | 1115.7 | 316 | 352.5612 | 60.0412 | 90.0618 | 0.52596 | 0 | 0 | 0 | 0
Low-grade industrial/ commercial - supermarkets | Large Food Stores (750 - 2500m2) | Supermarket 756 | 23 | 1116.1 | 316 | 352.6876 | 60.0627 | 90.094 | 0.52615 | 0 | 0 | 0 | 0
Low-grade industrial/ commercial - supermarkets | Large Food Stores (750 - 2500m2) | Supermarket 757 | 23 | 1116.2 | 316 | 352.7192 | 60.0681 | 90.1021 | 0.5262 | 0 | 0 | 0 | 0
Low-grade industrial/ commercial - supermarkets | Large Food Stores (750 - 2500m2) | Supermarket 758 | 23 | 1117.3 | 316 | 353.0668 | 60.1273 | 90.1909 | 0.52671 | 0 | 0 | 0 | 0
Low-grade industrial/ commercial - supermarkets | Large Food Stores (750 - 2500m2) | Supermarket 759 | 23 | 1118.06 | 316 | 353.307 | 60.1682 | 90.2523 | 0.52707 | 0 | 0 | 0 | 0
Low-grade industrial/ commercial - supermarkets | Large Food Stores (750 - 2500m2) | Supermarket 760 | 23 | 1118.2 | 316 | 353.3512 | 60.1757 | 90.2636 | 0.52714 | 0 | 0 | 0 | 0
Low-grade industrial/ commercial - supermarkets | Large Food Stores (750 - 2500m2) | Supermarket 761 | 23 | 1119.1 | 316 | 353.6356 | 60.2241 | 90.3362 | 0.52756 | 0 | 0 | 0 | 0
Low-grade industrial/ commercial - supermarkets | Large Food Stores (750 - 2500m2) | Supermarket 762 | 23 | 1119.7 | 316 | 353.8252 | 60.2564 | 90.3846 | 0.52785 | 0 | 0 | 0 | 0
Low-grade industrial/ commercial - supermarkets | Large Food Stores (750 - 2500m2) | Supermarket 763 | 23 | 1120 | 316 | 353.92 | 60.2726 | 90.4089 | 0.52799 | 0 | 0 | 0 | 0
Low-grade industrial/ commercial - supermarkets | Large Food Stores (750 - 2500m2) | Supermarket 764 | 23 | 1120.8 | 316 | 354.1728 | 60.3156 | 90.4734 | 0.52836 | 0 | 0 | 0 | 0
Low-grade industrial/ commercial - supermarkets | Hypermarkets/Superstores (over 2500m2) | Supermarket 765 | 23 | 1121.2 | 316 | 354.2992 | 60.3372 | 90.5057 | 0.52855 | 0 | 0 | 0 | 0
Low-grade industrial/ commercial - supermarkets | Large Food Stores (750 - 2500m2) | Supermarket 766 | 23 | 1122 | 316 | 354.552 | 60.3802 | 90.5703 | 0.52893 | 0 | 0 | 0 | 0
Low-grade industrial/ commercial - supermarkets | Large Food Stores (750 - 2500m2) | Supermarket 767 | 23 | 1122.14 | 316 | 354.5962 | 60.3877 | 90.5816 | 0.529 | 0 | 0 | 0 | 0
Low-grade industrial/ commercial - supermarkets | Large Food Stores (750 - 2500m2) | Supermarket 768 | 23 | 1122.8 | 316 | 354.8048 | 60.4233 | 90.6349 | 0.52931 | 0 | 0 | 0 | 0
Low-grade industrial/ commercial - supermarkets | Large Food Stores (750 - 2500m2) | Supermarket 769 | 23 | 1123.2 | 316 | 354.9312 | 60.4448 | 90.6672 | 0.5295 | 0 | 0 | 0 | 0
Low-grade industrial/ commercial - supermarkets | Large Food Stores (750 - 2500m2) | Supermarket 770 | 23 | 1123.5 | 316 | 355.026 | 60.4609 | 90.6914 | 0.52964 | 0 | 0 | 0 | 0
Low-grade industrial/ commercial - supermarkets | Large Food Stores (750 - 2500m2) | Supermarket 771 | 23 | 1124.21 | 316 | 355.2504 | 60.4991 | 90.7487 | 0.52997 | 0 | 0 | 0 | 0
Low-grade industrial/ commercial - supermarkets | Large Food Stores (750 - 2500m2) | Supermarket 772 | 23 | 1125 | 316 | 355.5 | 60.5417 | 90.8125 | 0.53034 | 0 | 0 | 0 | 0
Low-grade industrial/ commercial - supermarkets | Large Food Stores (750 - 2500m2) | Supermarket 773 | 23 | 1125 | 316 | 355.5 | 60.5417 | 90.8125 | 0.53034 | 0 | 0 | 0 | 0
Low-grade industrial/ commercial - supermarkets | Shops | Supermarket 774 | 23 | 1125.25 | 316 | 355.579 | 60.5551 | 90.8327 | 0.53046 | 0 | 0 | 0 | 0
Low-grade industrial/ commercial - supermarkets | Large Food Stores (750 - 2500m2) | Supermarket 775 | 23 | 1125.6 | 316 | 355.6896 | 60.5739 | 90.8609 | 0.53063 | 0 | 0 | 0 | 0
Low-grade industrial/ commercial - supermarkets | Large Food Stores (750 - 2500m2) | Supermarket 776 | 23 | 1125.63 | 316 | 355.6991 | 60.5756 | 90.8633 | 0.53064 | 0 | 0 | 0 | 0
Low-grade industrial/ commercial - supermarkets | Large Food Stores (750 - 2500m2) | Supermarket 777 | 23 | 1125.87 | 316 | 355.7749 | 60.5885 | 90.8827 | 0.53075 | 0 | 0 | 0 | 0
Low-grade industrial/ commercial - supermarkets | Large Food Stores (750 - 2500m2) | Supermarket 778 | 23 | 1126.5 | 316 | 355.974 | 60.6224 | 90.9336 | 0.53105 | 0 | 0 | 0 | 0
Low-grade industrial/ commercial - supermarkets | Large Food Stores (750 - 2500m2) | Supermarket 779 | 23 | 1126.53 | 316 | 355.9835 | 60.624 | 90.936 | 0.53107 | 0 | 0 | 0 | 0
Low-grade industrial/ commercial - supermarkets | Food Stores | Supermarket 780 | 23 | 1129.125 | 316 | 356.8035 | 60.7636 | 91.1455 | 0.53229 | 0 | 0 | 0 | 0
Low-grade industrial/ commercial - supermarkets | Large Food Stores (750 - 2500m2) | Supermarket 781 | 23 | 1129.34 | 316 | 356.8714 | 60.7752 | 91.1628 | 0.53239 | 0 | 0 | 0 | 0
Low-grade industrial/ commercial - supermarkets | Large Food Stores (750 - 2500m2) | Supermarket 782 | 23 | 1130 | 316 | 357.08 | 60.8107 | 91.2161 | 0.5327 | 0 | 0 | 0 | 0
Low-grade industrial/ commercial - supermarkets | Large Food Stores (750 - 2500m2) | Supermarket 783 | 23 | 1130 | 316 | 357.08 | 60.8107 | 91.2161 | 0.5327 | 0 | 0 | 0 | 0
Low-grade industrial/ commercial - supermarkets | Large Food Stores (750 - 2500m2) | Supermarket 784 | 23 | 1130.25 | 316 | 357.159 | 60.8242 | 91.2363 | 0.53282 | 0 | 0 | 0 | 0
Low-grade industrial/ commercial - supermarkets | Large Food Stores (750 - 2500m2) | Supermarket 785 | 23 | 1130.53 | 316 | 357.2475 | 60.8392 | 91.2589 | 0.53295 | 0 | 0 | 0 | 0
Low-grade industrial/ commercial - supermarkets | Large Food Stores (750 - 2500m2) | Supermarket 786 | 23 | 1130.6 | 316 | 357.2696 | 60.843 | 91.2645 | 0.53298 | 0 | 0 | 0 | 0
Low-grade industrial/ commercial - supermarkets | Large Food Stores (750 - 2500m2) | Supermarket 787 | 23 | 1130.8 | 316 | 357.3328 | 60.8538 | 91.2807 | 0.53308 | 0 | 0 | 0 | 0
Low-grade industrial/ commercial - supermarkets | Large Food Stores (750 - 2500m2) | Supermarket 788 | 23 | 1131 | 316 | 357.396 | 60.8645 | 91.2968 | 0.53317 | 0 | 0 | 0 | 0
Low-grade industrial/ commercial - supermarkets | Food Stores | Supermarket 789 | 23 | 1132.875 | 316 | 357.9885 | 60.9654 | 91.4482 | 0.53406 | 0 | 0 | 0 | 0
Low-grade industrial/ commercial - supermarkets | Large Food Stores (750 - 2500m2) | Supermarket 790 | 23 | 1133.1 | 316 | 358.0596 | 60.9775 | 91.4663 | 0.53416 | 0 | 0 | 0 | 0
Low-grade industrial/ commercial - supermarkets | Large Food Stores (750 - 2500m2) | Supermarket 791 | 23 | 1133.26 | 316 | 358.1102 | 60.9862 | 91.4792 | 0.53424 | 0 | 0 | 0 | 0
Low-grade industrial/ commercial - supermarkets | Large Food Stores (750 - 2500m2) | Supermarket 792 | 23 | 1133.52 | 316 | 358.1923 | 61.0002 | 91.5002 | 0.53436 | 0 | 0 | 0 | 0
Low-grade industrial/ commercial - supermarkets | Large Food Stores (750 - 2500m2) | Supermarket 793 | 23 | 1133.84 | 316 | 358.2934 | 61.0174 | 91.5261 | 0.53451 | 0 | 0 | 0 | 0
Low-grade industrial/ commercial - supermarkets | Large Food Stores (750 - 2500m2) | Supermarket 794 | 23 | 1134.1 | 316 | 358.3756 | 61.0314 | 91.547 | 0.53463 | 0 | 0 | 0 | 0
Low-grade industrial/ commercial - supermarkets | Large Food Stores (750 - 2500m2) | Supermarket 795 | 23 | 1134.2 | 316 | 358.4072 | 61.0367 | 91.5551 | 0.53468 | 0 | 0 | 0 | 0
Low-grade industrial/ commercial - supermarkets | Large Food Stores (750 - 2500m2) | Supermarket 796 | 23 | 1134.5 | 316 | 358.502 | 61.0529 | 91.5793 | 0.53482 | 0 | 0 | 0 | 0
Low-grade industrial/ commercial - supermarkets | Large Food Stores (750 - 2500m2) | Supermarket 797 | 23 | 1134.5 | 316 | 358.502 | 61.0529 | 91.5793 | 0.53482 | 0 | 0 | 0 | 0
Low-grade industrial/ commercial - supermarkets | Large Food Stores (750 - 2500m2) | Supermarket 798 | 23 | 1134.8 | 316 | 358.5968 | 61.069 | 91.6036 | 0.53496 | 0 | 0 | 0 | 0
Low-grade industrial/ commercial - supermarkets | Large Food Stores (750 - 2500m2) | Supermarket 799 | 23 | 1135.8 | 316 | 358.9128 | 61.1228 | 91.6843 | 0.53544 | 0 | 0 | 0 | 0
Low-grade industrial/ commercial - supermarkets | Large Food Stores (750 - 2500m2) | Supermarket 800 | 23 | 1135.89 | 316 | 358.9412 | 61.1277 | 91.6915 | 0.53548 | 0 | 0 | 0 | 0
Low-grade industrial/ commercial - supermarkets | Large Food Stores (750 - 2500m2) | Supermarket 801 | 23 | 1136.08 | 316 | 359.0013 | 61.1379 | 91.7069 | 0.53557 | 0 | 0 | 0 | 0
Low-grade industrial/ commercial - supermarkets | Large Food Stores (750 - 2500m2) | Supermarket 802 | 23 | 1137.3 | 316 | 359.3868 | 61.2036 | 91.8054 | 0.53614 | 0 | 0 | 0 | 0
Low-grade industrial/ commercial - supermarkets | Large Food Stores (750 - 2500m2) | Supermarket 803 | 23 | 1139 | 316 | 359.924 | 61.2951 | 91.9426 | 0.53694 | 0 | 0 | 0 | 0
Low-grade industrial/ commercial - supermarkets | Large Food Stores (750 - 2500m2) | Supermarket 804 | 23 | 1139.2 | 316 | 359.9872 | 61.3058 | 91.9587 | 0.53704 | 0 | 0 | 0 | 0
Low-grade industrial/ commercial - supermarkets | Large Food Stores (750 - 2500m2) | Supermarket 805 | 23 | 1139.6 | 316 | 360.1136 | 61.3273 | 91.991 | 0.53723 | 0 | 0 | 0 | 0
Low-grade industrial/ commercial - supermarkets | Large Food Stores (750 - 2500m2) | Supermarket 806 | 23 | 1140.3 | 316 | 360.3348 | 61.365 | 92.0475 | 0.53756 | 0 | 0 | 0 | 0
Low-grade industrial/ commercial - supermarkets | Large Food Stores (750 - 2500m2) | Supermarket 807 | 23 | 1140.52 | 316 | 360.4043 | 61.3769 | 92.0653 | 0.53766 | 0 | 0 | 0 | 0
Low-grade industrial/ commercial - supermarkets | Retail Warehouses and Foodstores | Supermarket 808 | 23 | 1140.625 | 316 | 360.4375 | 61.3825 | 92.0738 | 0.53771 | 0 | 0 | 0 | 0
Low-grade industrial/ commercial - supermarkets | Large Food Stores (750 - 2500m2) | Supermarket 809 | 23 | 1140.9 | 316 | 360.5244 | 61.3973 | 92.096 | 0.53784 | 0 | 0 | 0 | 0
Low-grade industrial/ commercial - supermarkets | Large Food Stores (750 - 2500m2) | Supermarket 810 | 23 | 1141 | 316 | 360.556 | 61.4027 | 92.104 | 0.53789 | 0 | 0 | 0 | 0
Low-grade industrial/ commercial - supermarkets | Large Food Stores (750 - 2500m2) | Supermarket 811 | 23 | 1141.9 | 316 | 360.8404 | 61.4511 | 92.1767 | 0.53831 | 0 | 0 | 0 | 0
Low-grade industrial/ commercial - supermarkets | Large Food Stores (750 - 2500m2) | Supermarket 812 | 23 | 1142 | 316 | 360.872 | 61.4565 | 92.1848 | 0.53836 | 0 | 0 | 0 | 0
Low-grade industrial/ commercial - supermarkets | Large Food Stores (750 - 2500m2) | Supermarket 813 | 23 | 1142.1 | 316 | 360.9036 | 61.4619 | 92.1928 | 0.53841 | 0 | 0 | 0 | 0
Low-grade industrial/ commercial - supermarkets | Large Food Stores (750 - 2500m2) | Supermarket 814 | 23 | 1142.8 | 316 | 361.1248 | 61.4996 | 92.2493 | 0.53874 | 0 | 0 | 0 | 0
Low-grade industrial/ commercial - supermarkets | Large Food Stores (750 - 2500m2) | Supermarket 815 | 23 | 1143.71 | 316 | 361.4124 | 61.5485 | 92.3228 | 0.53917 | 0 | 0 | 0 | 0
Low-grade industrial/ commercial - supermarkets | Large Food Stores (750 - 2500m2) | Supermarket 816 | 23 | 1143.72 | 316 | 361.4155 | 61.5491 | 92.3236 | 0.53917 | 0 | 0 | 0 | 0
Low-grade industrial/ commercial - supermarkets | Shops | Supermarket 817 | 23 | 1143.75 | 316 | 361.425 | 61.5507 | 92.326 | 0.53918 | 0 | 0 | 0 | 0
Low-grade industrial/ commercial - supermarkets | Large Food Stores (750 - 2500m2) | Supermarket 818 | 23 | 1144.1 | 316 | 361.5356 | 61.5695 | 92.3543 | 0.53935 | 0 | 0 | 0 | 0
Low-grade industrial/ commercial - supermarkets | Large Food Stores (750 - 2500m2) | Supermarket 819 | 23 | 1144.6 | 316 | 361.6936 | 61.5964 | 92.3946 | 0.53958 | 0 | 0 | 0 | 0
Low-grade industrial/ commercial - supermarkets | Large Food Stores (750 - 2500m2) | Supermarket 820 | 23 | 1145.57 | 316 | 362.0001 | 61.6486 | 92.4729 | 0.54004 | 0 | 0 | 0 | 0
Low-grade industrial/ commercial - supermarkets | Large Food Stores (750 - 2500m2) | Supermarket 821 | 23 | 1145.58 | 316 | 362.0033 | 61.6492 | 92.4737 | 0.54005 | 0 | 0 | 0 | 0
Low-grade industrial/ commercial - supermarkets | Shops | Supermarket 822 | 23 | 1145.75 | 316 | 362.057 | 61.6583 | 92.4875 | 0.54013 | 0 | 0 | 0 | 0
Low-grade industrial/ commercial - supermarkets | Large Food Stores (750 - 2500m2) | Supermarket 823 | 23 | 1145.9 | 316 | 362.1044 | 61.6664 | 92.4996 | 0.5402 | 0 | 0 | 0 | 0
Low-grade industrial/ commercial - supermarkets | Large Food Stores (750 - 2500m2) | Supermarket 824 | 23 | 1146.4 | 316 | 362.2624 | 61.6933 | 92.5399 | 0.54043 | 0 | 0 | 0 | 0
Low-grade industrial/ commercial - supermarkets | Large Food Stores (750 - 2500m2) | Supermarket 825 | 23 | 1146.5 | 316 | 362.294 | 61.6987 | 92.548 | 0.54048 | 0 | 0 | 0 | 0
Low-grade industrial/ commercial - supermarkets | Large Food Stores (750 - 2500m2) | Supermarket 826 | 23 | 1146.55 | 316 | 362.3098 | 61.7014 | 92.552 | 0.5405 | 0 | 0 | 0 | 0
Low-grade industrial/ commercial - supermarkets | Food Stores | Supermarket 827 | 23 | 1146.625 | 316 | 362.3335 | 61.7054 | 92.5581 | 0.54054 | 0 | 0 | 0 | 0
Low-grade industrial/ commercial - supermarkets | Large Food Stores (750 - 2500m2) | Supermarket 828 | 23 | 1147 | 316 | 362.452 | 61.7256 | 92.5884 | 0.54072 | 0 | 0 | 0 | 0
Low-grade industrial/ commercial - supermarkets | Large Food Stores (750 - 2500m2) | Supermarket 829 | 23 | 1147.9 | 316 | 362.7364 | 61.774 | 92.661 | 0.54114 | 0 | 0 | 0 | 0
Low-grade industrial/ commercial - supermarkets | Large Food Stores (750 - 2500m2) | Supermarket 830 | 23 | 1148 | 316 | 362.768 | 61.7794 | 92.6691 | 0.54119 | 0 | 0 | 0 | 0
Low-grade industrial/ commercial - supermarkets | Large Food Stores (750 - 2500m2) | Supermarket 831 | 23 | 1148.61 | 316 | 362.9608 | 61.8122 | 92.7183 | 0.54148 | 0 | 0 | 0 | 0
Low-grade industrial/ commercial - supermarkets | Large Food Stores (750 - 2500m2) | Supermarket 832 | 23 | 1149.2 | 316 | 363.1472 | 61.844 | 92.766 | 0.54175 | 0 | 0 | 0 | 0
Low-grade industrial/ commercial - supermarkets | Large Food Stores (750 - 2500m2) | Supermarket 833 | 23 | 1149.97 | 316 | 363.3905 | 61.8854 | 92.8281 | 0.54212 | 0 | 0 | 0 | 0
Low-grade industrial/ commercial - supermarkets | Large Food Stores (750 - 2500m2) | Supermarket 834 | 23 | 1150 | 316 | 363.4 | 61.887 | 92.8305 | 0.54213 | 0 | 0 | 0 | 0
Low-grade industrial/ commercial - supermarkets | Large Food Stores (750 - 2500m2) | Supermarket 835 | 23 | 1150 | 316 | 363.4 | 61.887 | 92.8305 | 0.54213 | 0 | 0 | 0 | 0
Low-grade industrial/ commercial - supermarkets | Large Food Stores (750 - 2500m2) | Supermarket 836 | 23 | 1150.34 | 316 | 363.5074 | 61.9053 | 92.858 | 0.54229 | 0 | 0 | 0 | 0
Low-grade industrial/ commercial - supermarkets | Large Food Stores (750 - 2500m2) | Supermarket 837 | 23 | 1150.375 | 316 | 363.5185 | 61.9072 | 92.8608 | 0.54231 | 0 | 0 | 0 | 0
Low-grade industrial/ commercial - supermarkets | Large Food Stores (750 - 2500m2) | Supermarket 838 | 23 | 1152.6 | 316 | 364.2216 | 62.0269 | 93.0404 | 0.54336 | 0 | 0 | 0 | 0
Low-grade industrial/ commercial - supermarkets | Large Food Stores (750 - 2500m2) | Supermarket 839 | 23 | 1153.38 | 316 | 364.4681 | 62.0689 | 93.1034 | 0.54372 | 0 | 0 | 0 | 0
Low-grade industrial/ commercial - supermarkets | Large Food Stores (750 - 2500m2) | Supermarket 840 | 23 | 1153.6 | 316 | 364.5376 | 62.0808 | 93.1211 | 0.54383 | 0 | 0 | 0 | 0
Low-grade industrial/ commercial - supermarkets | Large Food Stores (750 - 2500m2) | Supermarket 841 | 23 | 1153.7 | 316 | 364.5692 | 62.0861 | 93.1292 | 0.54387 | 0 | 0 | 0 | 0
Low-grade industrial/ commercial - supermarkets | Large Food Stores (750 - 2500m2) | Supermarket 842 | 23 | 1153.98 | 316 | 364.6577 | 62.1012 | 93.1518 | 0.54401 | 0 | 0 | 0 | 0
Low-grade industrial/ commercial - supermarkets | Large Food Stores (750 - 2500m2) | Supermarket 843 | 23 | 1154 | 316 | 364.664 | 62.1023 | 93.1534 | 0.54402 | 0 | 0 | 0 | 0
Low-grade industrial/ commercial - supermarkets | Large Food Stores (750 - 2500m2) | Supermarket 844 | 23 | 1154.04 | 316 | 364.6766 | 62.1044 | 93.1566 | 0.54403 | 0 | 0 | 0 | 0
Low-grade industrial/ commercial - supermarkets | Large Food Stores (750 - 2500m2) | Supermarket 845 | 23 | 1154.2 | 316 | 364.7272 | 62.113 | 93.1696 | 0.54411 | 0 | 0 | 0 | 0
Low-grade industrial/ commercial - supermarkets | Large Food Stores (750 - 2500m2) | Supermarket 846 | 23 | 1154.25 | 316 | 364.743 | 62.1157 | 93.1736 | 0.54413 | 0 | 0 | 0 | 0
Low-grade industrial/ commercial - supermarkets | Large Food Stores (750 - 2500m2) | Supermarket 847 | 23 | 1154.56 | 316 | 364.841 | 62.1324 | 93.1986 | 0.54428 | 0 | 0 | 0 | 0
Low-grade industrial/ commercial - supermarkets | Large Food Stores (750 - 2500m2) | Supermarket 848 | 23 | 1154.64 | 316 | 364.8662 | 62.1367 | 93.2051 | 0.54432 | 0 | 0 | 0 | 0
Low-grade industrial/ commercial - supermarkets | Large Food Stores (750 - 2500m2) | Supermarket 849 | 23 | 1154.86 | 316 | 364.9358 | 62.1486 | 93.2228 | 0.54442 | 0 | 0 | 0 | 0
Low-grade industrial/ commercial - supermarkets | Large Food Stores (750 - 2500m2) | Supermarket 850 | 23 | 1155.77 | 316 | 365.2233 | 62.1975 | 93.2963 | 0.54485 | 0 | 0 | 0 | 0
Low-grade industrial/ commercial - supermarkets | Large Food Stores (750 - 2500m2) | Supermarket 851 | 23 | 1155.9 | 316 | 365.2644 | 62.2045 | 93.3068 | 0.54491 | 0 | 0 | 0 | 0
Low-grade industrial/ commercial - supermarkets | Large Food Stores (750 - 2500m2) | Supermarket 852 | 23 | 1156.4 | 316 | 365.4224 | 62.2314 | 93.3472 | 0.54515 | 0 | 0 | 0 | 0
Low-grade industrial/ commercial - supermarkets | Food Stores | Supermarket 853 | 23 | 1156.625 | 316 | 365.4935 | 62.2435 | 93.3653 | 0.54525 | 0 | 0 | 0 | 0
Low-grade industrial/ commercial - supermarkets | Large Food Stores (750 - 2500m2) | Supermarket 854 | 23 | 1156.7 | 316 | 365.5172 | 62.2476 | 93.3714 | 0.54529 | 0 | 0 | 0 | 0
Low-grade industrial/ commercial - supermarkets | Large Food Stores (750 - 2500m2) | Supermarket 855 | 23 | 1156.91 | 316 | 365.5836 | 62.2589 | 93.3883 | 0.54539 | 0 | 0 | 0 | 0
Low-grade industrial/ commercial - supermarkets | Shops | Supermarket 856 | 23 | 1157.3 | 316 | 365.7068 | 62.2799 | 93.4198 | 0.54557 | 0 | 0 | 0 | 0
Low-grade industrial/ commercial - supermarkets | Large Food Stores (750 - 2500m2) | Supermarket 857 | 23 | 1158.7 | 316 | 366.1492 | 62.3552 | 93.5328 | 0.54623 | 0 | 0 | 0 | 0
Low-grade industrial/ commercial - supermarkets | Large Food Stores (750 - 2500m2) | Supermarket 858 | 23 | 1159 | 316 | 366.244 | 62.3714 | 93.557 | 0.54637 | 0 | 0 | 0 | 0
Low-grade industrial/ commercial - supermarkets | Large Food Stores (750 - 2500m2) | Supermarket 859 | 23 | 1159.7 | 316 | 366.4652 | 62.409 | 93.6135 | 0.5467 | 0 | 0 | 0 | 0
Low-grade industrial/ commercial - supermarkets | Large Food Stores (750 - 2500m2) | Supermarket 860 | 23 | 1160 | 316 | 366.56 | 62.4252 | 93.6378 | 0.54684 | 0 | 0 | 0 | 0
Low-grade industrial/ commercial - supermarkets | Large Food Stores (750 - 2500m2) | Supermarket 861 | 23 | 1160.02 | 316 | 366.5663 | 62.4262 | 93.6394 | 0.54685 | 0 | 0 | 0 | 0
Low-grade industrial/ commercial - supermarkets | Large Food Stores (750 - 2500m2) | Supermarket 862 | 23 | 1160.34 | 316 | 366.6674 | 62.4435 | 93.6652 | 0.547 | 0 | 0 | 0 | 0
Low-grade industrial/ commercial - supermarkets | Large Food Stores (750 - 2500m2) | Supermarket 863 | 23 | 1160.7 | 316 | 366.7812 | 62.4628 | 93.6943 | 0.54717 | 0 | 0 | 0 | 0
Low-grade industrial/ commercial - supermarkets | Large Food Stores (750 - 2500m2) | Supermarket 864 | 23 | 1160.725 | 316 | 366.7891 | 62.4642 | 93.6963 | 0.54719 | 0 | 0 | 0 | 0
Low-grade industrial/ commercial - supermarkets | Large Food Stores (750 - 2500m2) | Supermarket 865 | 23 | 1161.5625 | 316 | 367.0537 | 62.5093 | 93.7639 | 0.54758 | 0 | 0 | 0 | 0
Low-grade industrial/ commercial - supermarkets | Large Food Stores (750 - 2500m2) | Supermarket 866 | 23 | 1161.7 | 316 | 367.0972 | 62.5167 | 93.775 | 0.54765 | 0 | 0 | 0 | 0
Low-grade industrial/ commercial - supermarkets | Large Food Stores (750 - 2500m2) | Supermarket 867 | 23 | 1161.8 | 316 | 367.1288 | 62.522 | 93.7831 | 0.54769 | 0 | 0 | 0 | 0
Low-grade industrial/ commercial - supermarkets | Large Food Stores (750 - 2500m2) | Supermarket 868 | 23 | 1161.96 | 316 | 367.1794 | 62.5306 | 93.796 | 0.54777 | 0 | 0 | 0 | 0
Low-grade industrial/ commercial - supermarkets | Large Food Stores (750 - 2500m2) | Supermarket 869 | 23 | 1162 | 316 | 367.192 | 62.5328 | 93.7992 | 0.54779 | 0 | 0 | 0 | 0
Low-grade industrial/ commercial - supermarkets | Large Food Stores (750 - 2500m2) | Supermarket 870 | 23 | 1162.4 | 316 | 367.3184 | 62.5543 | 93.8315 | 0.54798 | 0 | 0 | 0 | 0
Low-grade industrial/ commercial - supermarkets | Large Food Stores (750 - 2500m2) | Supermarket 871 | 23 | 1162.6 | 316 | 367.3816 | 62.5651 | 93.8476 | 0.54807 | 0 | 0 | 0 | 0
Low-grade industrial/ commercial - supermarkets | Large Food Stores (750 - 2500m2) | Supermarket 872 | 23 | 1163 | 316 | 367.508 | 62.5866 | 93.8799 | 0.54826 | 0 | 0 | 0 | 0
Low-grade industrial/ commercial - supermarkets | Large Food Stores (750 - 2500m2) | Supermarket 873 | 23 | 1163.7 | 316 | 367.7292 | 62.6243 | 93.9364 | 0.54859 | 0 | 0 | 0 | 0
Low-grade industrial/ commercial - supermarkets | Large Food Stores (750 - 2500m2) | Supermarket 874 | 23 | 1163.9 | 316 | 367.7924 | 62.635 | 93.9526 | 0.54868 | 0 | 0 | 0 | 0
Low-grade industrial/ commercial - supermarkets | Large Food Stores (750 - 2500m2) | Supermarket 875 | 23 | 1164 | 316 | 367.824 | 62.6404 | 93.9606 | 0.54873 | 0 | 0 | 0 | 0
Low-grade industrial/ commercial - supermarkets | Large Food Stores (750 - 2500m2) | Supermarket 876 | 23 | 1164.75 | 316 | 368.061 | 62.6808 | 94.0212 | 0.54908 | 0 | 0 | 0 | 0
Low-grade industrial/ commercial - supermarkets | Shops | Supermarket 877 | 23 | 1165.075 | 316 | 368.1637 | 62.6983 | 94.0474 | 0.54924 | 0 | 0 | 0 | 0
Low-grade industrial/ commercial - supermarkets | Large Food Stores (750 - 2500m2) | Supermarket 878 | 23 | 1165.3 | 316 | 368.2348 | 62.7104 | 94.0656 | 0.54934 | 0 | 0 | 0 | 0
Low-grade industrial/ commercial - supermarkets | Large Food Stores (750 - 2500m2) | Supermarket 879 | 23 | 1165.55 | 316 | 368.3138 | 62.7238 | 94.0858 | 0.54946 | 0 | 0 | 0 | 0
Low-grade industrial/ commercial - supermarkets | Large Food Stores (750 - 2500m2) | Supermarket 880 | 23 | 1165.64 | 316 | 368.3422 | 62.7287 | 94.093 | 0.5495 | 0 | 0 | 0 | 0
Low-grade industrial/ commercial - supermarkets | Large Food Stores (750 - 2500m2) | Supermarket 881 | 23 | 1166 | 316 | 368.456 | 62.7481 | 94.1221 | 0.54967 | 0 | 0 | 0 | 0
Low-grade industrial/ commercial - supermarkets | Large Food Stores (750 - 2500m2) | Supermarket 882 | 23 | 1166.2 | 316 | 368.5192 | 62.7588 | 94.1382 | 0.54977 | 0 | 0 | 0 | 0
Low-grade industrial/ commercial - supermarkets | Large Food Stores (750 - 2500m2) | Supermarket 883 | 23 | 1166.44 | 316 | 368.595 | 62.7717 | 94.1576 | 0.54988 | 0 | 0 | 0 | 0
Low-grade industrial/ commercial - supermarkets | Large Food Stores (750 - 2500m2) | Supermarket 884 | 23 | 1167 | 316 | 368.772 | 62.8019 | 94.2028 | 0.55014 | 0 | 0 | 0 | 0
Low-grade industrial/ commercial - supermarkets | Large Food Stores (750 - 2500m2) | Supermarket 885 | 23 | 1167.1 | 316 | 368.8036 | 62.8073 | 94.2109 | 0.55019 | 0 | 0 | 0 | 0
Low-grade industrial/ commercial - supermarkets | Large Food Stores (750 - 2500m2) | Supermarket 886 | 23 | 1167.32 | 316 | 368.8731 | 62.8191 | 94.2286 | 0.5503 | 0 | 0 | 0 | 0
Low-grade industrial/ commercial - supermarkets | Large Food Stores (750 - 2500m2) | Supermarket 887 | 23 | 1168.1 | 316 | 369.1196 | 62.8611 | 94.2916 | 0.55066 | 0 | 0 | 0 | 0
Low-grade industrial/ commercial - supermarkets | Large Food Stores (750 - 2500m2) | Supermarket 888 | 23 | 1168.17 | 316 | 369.1417 | 62.8648 | 94.2973 | 0.5507 | 0 | 0 | 0 | 0
Low-grade industrial/ commercial - supermarkets | Large Food Stores (750 - 2500m2) | Supermarket 889 | 23 | 1168.57 | 316 | 369.2681 | 62.8864 | 94.3295 | 0.55088 | 0 | 0 | 0 | 0
Low-grade industrial/ commercial - supermarkets | Large Food Stores (750 - 2500m2) | Supermarket 890 | 23 | 1169.6 | 316 | 369.5936 | 62.9418 | 94.4127 | 0.55137 | 0 | 0 | 0 | 0
Low-grade industrial/ commercial - supermarkets | Large Food Stores (750 - 2500m2) | Supermarket 891 | 23 | 1170.2 | 316 | 369.7832 | 62.9741 | 94.4611 | 0.55165 | 0 | 0 | 0 | 0
Low-grade industrial/ commercial - supermarkets | Large Food Stores (750 - 2500m2) | Supermarket 892 | 23 | 1170.25 | 316 | 369.799 | 62.9768 | 94.4652 | 0.55168 | 0 | 0 | 0 | 0
Low-grade industrial/ commercial - supermarkets | Large Food Stores (750 - 2500m2) | Supermarket 893 | 23 | 1170.4 | 316 | 369.8464 | 62.9848 | 94.4773 | 0.55175 | 0 | 0 | 0 | 0
Low-grade industrial/ commercial - supermarkets | Food Stores | Supermarket 894 | 23 | 1170.675 | 316 | 369.9333 | 62.9996 | 94.4995 | 0.55188 | 0 | 0 | 0 | 0
Low-grade industrial/ commercial - supermarkets | Large Food Stores (750 - 2500m2) | Supermarket 895 | 23 | 1170.9 | 316 | 370.0044 | 63.0117 | 94.5176 | 0.55198 | 0 | 0 | 0 | 0
Low-grade industrial/ commercial - supermarkets | Large Food Stores (750 - 2500m2) | Supermarket 896 | 23 | 1171.5 | 316 | 370.194 | 63.044 | 94.5661 | 0.55227 | 0 | 0 | 0 | 0
Low-grade industrial/ commercial - supermarkets | Large Food Stores (750 - 2500m2) | Supermarket 897 | 23 | 1172 | 316 | 370.352 | 63.0709 | 94.6064 | 0.5525 | 0 | 0 | 0 | 0
Low-grade industrial/ commercial - supermarkets | Large Food Stores (750 - 2500m2) | Supermarket 898 | 23 | 1172.79 | 316 | 370.6016 | 63.1135 | 94.6702 | 0.55287 | 0 | 0 | 0 | 0
Low-grade industrial/ commercial - supermarkets | Large Food Stores (750 - 2500m2) | Supermarket 899 | 23 | 1173.6 | 316 | 370.8576 | 63.157 | 94.7356 | 0.55326 | 0 | 0 | 0 | 0
Low-grade industrial/ commercial - supermarkets | Food Stores | Supermarket 900 | 23 | 1173.875 | 316 | 370.9445 | 63.1718 | 94.7578 | 0.55339 | 0 | 0 | 0 | 0
Low-grade industrial/ commercial - supermarkets | Large Food Stores (750 - 2500m2) | Supermarket 901 | 23 | 1174.09 | 316 | 371.0124 | 63.1834 | 94.7751 | 0.55349 | 0 | 0 | 0 | 0
Low-grade industrial/ commercial - supermarkets | Large Food Stores (750 - 2500m2) | Supermarket 902 | 23 | 1175.55 | 316 | 371.4738 | 63.262 | 94.893 | 0.55418 | 0 | 0 | 0 | 0
Low-grade industrial/ commercial - supermarkets | Large Food Stores (750 - 2500m2) | Supermarket 903 | 23 | 1176.7 | 316 | 371.8372 | 63.3239 | 94.9858 | 0.55472 | 0 | 0 | 0 | 0
Low-grade industrial/ commercial - supermarkets | Large Food Stores (750 - 2500m2) | Supermarket 904 | 23 | 1177.34 | 316 | 372.0394 | 63.3583 | 95.0375 | 0.55502 | 0 | 0 | 0 | 0
Low-grade industrial/ commercial - supermarkets | Large Food Stores (750 - 2500m2) | Supermarket 905 | 23 | 1177.4 | 316 | 372.0584 | 63.3615 | 95.0423 | 0.55505 | 0 | 0 | 0 | 0
Low-grade industrial/ commercial - supermarkets | Large Food Stores (750 - 2500m2) | Supermarket 906 | 23 | 1177.51 | 316 | 372.0932 | 63.3675 | 95.0512 | 0.5551 | 0 | 0 | 0 | 0
Low-grade industrial/ commercial - supermarkets | Large Food Stores (750 - 2500m2) | Supermarket 907 | 23 | 1178 | 316 | 372.248 | 63.3938 | 95.0908 | 0.55533 | 0 | 0 | 0 | 0
Low-grade industrial/ commercial - supermarkets | Large Food Stores (750 - 2500m2) | Supermarket 908 | 23 | 1178.1 | 316 | 372.2796 | 63.3992 | 95.0988 | 0.55538 | 0 | 0 | 0 | 0
Low-grade industrial/ commercial - supermarkets | Large Food Stores (750 - 2500m2) | Supermarket 909 | 23 | 1178.43 | 316 | 372.3839 | 63.417 | 95.1255 | 0.55553 | 0 | 0 | 0 | 0
Low-grade industrial/ commercial - supermarkets | Large Food Stores (750 - 2500m2) | Supermarket 910 | 23 | 1178.96 | 316 | 372.5514 | 63.4455 | 95.1682 | 0.55578 | 0 | 0 | 0 | 0
Low-grade industrial/ commercial - supermarkets | Large Food Stores (750 - 2500m2) | Supermarket 911 | 23 | 1179.03 | 316 | 372.5735 | 63.4493 | 95.1739 | 0.55582 | 0 | 0 | 0 | 0
Low-grade industrial/ commercial - supermarkets | Large Food Stores (750 - 2500m2) | Supermarket 912 | 23 | 1179.8 | 316 | 372.8168 | 63.4907 | 95.2361 | 0.55618 | 0 | 0 | 0 | 0
Low-grade industrial/ commercial - supermarkets | Large Food Stores (750 - 2500m2) | Supermarket 913 | 23 | 1180.1 | 316 | 372.9116 | 63.5068 | 95.2603 | 0.55632 | 0 | 0 | 0 | 0
Low-grade industrial/ commercial - supermarkets | Large Food Stores (750 - 2500m2) | Supermarket 914 | 23 | 1180.7 | 316 | 373.1012 | 63.5391 | 95.3087 | 0.5566 | 0 | 0 | 0 | 0
Low-grade industrial/ commercial - supermarkets | Large Food Stores (750 - 2500m2) | Supermarket 915 | 23 | 1181 | 316 | 373.196 | 63.5553 | 95.3329 | 0.55674 | 0 | 0 | 0 | 0
Low-grade industrial/ commercial - supermarkets | Large Food Stores (750 - 2500m2) | Supermarket 916 | 23 | 1181.81 | 316 | 373.452 | 63.5989 | 95.3983 | 0.55713 | 0 | 0 | 0 | 0
Low-grade industrial/ commercial - supermarkets | Large Food Stores (750 - 2500m2) | Supermarket 917 | 23 | 1182 | 316 | 373.512 | 63.6091 | 95.4136 | 0.55722 | 0 | 0 | 0 | 0
Low-grade industrial/ commercial - supermarkets | Large Food Stores (750 - 2500m2) | Supermarket 918 | 23 | 1182.5 | 316 | 373.67 | 63.636 | 95.454 | 0.55745 | 0 | 0 | 0 | 0
Low-grade industrial/ commercial - supermarkets | Large Food Stores (750 - 2500m2) | Supermarket 919 | 23 | 1182.6 | 316 | 373.7016 | 63.6414 | 95.4621 | 0.5575 | 0 | 0 | 0 | 0
Low-grade industrial/ commercial - supermarkets | Large Food Stores (750 - 2500m2) | Supermarket 920 | 23 | 1182.675 | 316 | 373.7253 | 63.6454 | 95.4681 | 0.55753 | 0 | 0 | 0 | 0
Low-grade industrial/ commercial - supermarkets | Large Food Stores (750 - 2500m2) | Supermarket 921 | 23 | 1182.88 | 316 | 373.7901 | 63.6565 | 95.4847 | 0.55763 | 0 | 0 | 0 | 0
Low-grade industrial/ commercial - supermarkets | Large Food Stores (750 - 2500m2) | Supermarket 922 | 23 | 1184.2 | 316 | 374.2072 | 63.7275 | 95.5912 | 0.55825 | 0 | 0 | 0 | 0
Low-grade industrial/ commercial - supermarkets | Large Food Stores (750 - 2500m2) | Supermarket 923 | 23 | 1184.38 | 316 | 374.2641 | 63.7372 | 95.6058 | 0.55834 | 0 | 0 | 0 | 0
Low-grade industrial/ commercial - supermarkets | Large Food Stores (750 - 2500m2) | Supermarket 924 | 23 | 1184.4 | 316 | 374.2704 | 63.7382 | 95.6074 | 0.55835 | 0 | 0 | 0 | 0
Low-grade industrial/ commercial - supermarkets | Large Food Stores (750 - 2500m2) | Supermarket 925 | 23 | 1184.6 | 316 | 374.3336 | 63.749 | 95.6235 | 0.55844 | 0 | 0 | 0 | 0
Low-grade industrial/ commercial - supermarkets | Large Food Stores (750 - 2500m2) | Supermarket 926 | 23 | 1184.6 | 316 | 374.3336 | 63.749 | 95.6235 | 0.55844 | 0 | 0 | 0 | 0
Low-grade industrial/ commercial - supermarkets | Large Food Stores (750 - 2500m2) | Supermarket 927 | 23 | 1184.9 | 316 | 374.4284 | 63.7652 | 95.6477 | 0.55858 | 0 | 0 | 0 | 0
Low-grade industrial/ commercial - supermarkets | Shops | Supermarket 928 | 23 | 1184.95 | 316 | 374.4442 | 63.7678 | 95.6518 | 0.55861 | 0 | 0 | 0 | 0
Low-grade industrial/ commercial - supermarkets | Large Food Stores (750 - 2500m2) | Supermarket 929 | 23 | 1185.63 | 316 | 374.6591 | 63.8044 | 95.7067 | 0.55893 | 0 | 0 | 0 | 0
Low-grade industrial/ commercial - supermarkets | Large Food Stores (750 - 2500m2) | Supermarket 930 | 23 | 1185.7 | 316 | 374.6812 | 63.8082 | 95.7123 | 0.55896 | 0 | 0 | 0 | 0
Low-grade industrial/ commercial - supermarkets | Large Food Stores (750 - 2500m2) | Supermarket 931 | 23 | 1186.6 | 316 | 374.9656 | 63.8566 | 95.785 | 0.55938 | 0 | 0 | 0 | 0
Low-grade industrial/ commercial - supermarkets | Large Food Stores (750 - 2500m2) | Supermarket 932 | 23 | 1187.8 | 316 | 375.3448 | 63.9212 | 95.8818 | 0.55995 | 0 | 0 | 0 | 0
Low-grade industrial/ commercial - supermarkets | Large Food Stores (750 - 2500m2) | Supermarket 933 | 23 | 1187.96 | 316 | 375.3954 | 63.9298 | 95.8947 | 0.56003 | 0 | 0 | 0 | 0
Low-grade industrial/ commercial - supermarkets | Large Food Stores (750 - 2500m2) | Supermarket 934 | 23 | 1188.13 | 316 | 375.4491 | 63.939 | 95.9085 | 0.56011 | 0 | 0 | 0 | 0
Low-grade industrial/ commercial - supermarkets | Large Food Stores (750 - 2500m2) | Supermarket 935 | 23 | 1188.13 | 316 | 375.4491 | 63.939 | 95.9085 | 0.56011 | 0 | 0 | 0 | 0
Low-grade industrial/ commercial - supermarkets | Large Food Stores (750 - 2500m2) | Supermarket 936 | 23 | 1188.25 | 316 | 375.487 | 63.9454 | 95.9182 | 0.56016 | 0 | 0 | 0 | 0
Low-grade industrial/ commercial - supermarkets | Large Food Stores (750 - 2500m2) | Supermarket 937 | 23 | 1188.55 | 316 | 375.5818 | 63.9616 | 95.9424 | 0.5603 | 0 | 0 | 0 | 0
Low-grade industrial/ commercial - supermarkets | Large Food Stores (750 - 2500m2) | Supermarket 938 | 23 | 1189.4 | 316 | 375.8504 | 64.0073 | 96.011 | 0.5607 | 0 | 0 | 0 | 0
Low-grade industrial/ commercial - supermarkets | Retail Warehouses and Foodstores | Supermarket 939 | 23 | 1189.975 | 316 | 376.0321 | 64.0383 | 96.0574 | 0.56098 | 0 | 0 | 0 | 0
Low-grade industrial/ commercial - supermarkets | Large Food Stores (750 - 2500m2) | Supermarket 940 | 23 | 1191.25 | 316 | 376.435 | 64.1069 | 96.1603 | 0.56158 | 0 | 0 | 0 | 0
Low-grade industrial/ commercial - supermarkets | Large Food Stores (750 - 2500m2) | Supermarket 941 | 23 | 1193.06 | 316 | 377.007 | 64.2043 | 96.3064 | 0.56243 | 0 | 0 | 0 | 0
Low-grade industrial/ commercial - supermarkets | Food Stores | Supermarket 942 | 23 | 1193.5 | 316 | 377.146 | 64.228 | 96.3419 | 0.56264 | 0 | 0 | 0 | 0
Low-grade industrial/ commercial - supermarkets | Large Food Stores (750 - 2500m2) | Supermarket 943 | 23 | 1193.8 | 316 | 377.2408 | 64.2441 | 96.3662 | 0.56278 | 0 | 0 | 0 | 0
Low-grade industrial/ commercial - supermarkets | Large Food Stores (750 - 2500m2) | Supermarket 944 | 23 | 1194.4 | 316 | 377.4304 | 64.2764 | 96.4146 | 0.56306 | 0 | 0 | 0 | 0
Low-grade industrial/ commercial - supermarkets | Large Food Stores (750 - 2500m2) | Supermarket 945 | 23 | 1195.8 | 316 | 377.8728 | 64.3517 | 96.5276 | 0.56372 | 0 | 0 | 0 | 0
Low-grade industrial/ commercial - supermarkets | Retail Warehouses and Foodstores | Supermarket 946 | 23 | 1196.18 | 316 | 377.9929 | 64.3722 | 96.5583 | 0.5639 | 0 | 0 | 0 | 0
Low-grade industrial/ commercial - supermarkets | Large Food Stores (750 - 2500m2) | Supermarket 947 | 23 | 1196.3 | 316 | 378.0308 | 64.3786 | 96.568 | 0.56396 | 0 | 0 | 0 | 0
Low-grade industrial/ commercial - supermarkets | Large Food Stores (750 - 2500m2) | Supermarket 948 | 23 | 1197.8 | 316 | 378.5048 | 64.4594 | 96.6891 | 0.56466 | 0 | 0 | 0 | 0
Low-grade industrial/ commercial - supermarkets | Large Food Stores (750 - 2500m2) | Supermarket 949 | 23 | 1198.89 | 316 | 378.8492 | 64.518 | 96.777 | 0.56518 | 0 | 0 | 0 | 0
Low-grade industrial/ commercial - supermarkets | Large Food Stores (750 - 2500m2) | Supermarket 950 | 23 | 1198.9 | 316 | 378.8524 | 64.5186 | 96.7778 | 0.56518 | 0 | 0 | 0 | 0
Low-grade industrial/ commercial - supermarkets | Large Food Stores (750 - 2500m2) | Supermarket 951 | 23 | 1199.6 | 316 | 379.0736 | 64.5562 | 96.8344 | 0.56551 | 0 | 0 | 0 | 0
Low-grade industrial/ commercial - supermarkets | Large Food Stores (750 - 2500m2) | Supermarket 952 | 23 | 1200 | 316 | 379.2 | 64.5778 | 96.8666 | 0.5657 | 0 | 0 | 0 | 0
Low-grade industrial/ commercial - supermarkets | Large Food Stores (750 - 2500m2) | Supermarket 953 | 23 | 1200 | 316 | 379.2 | 64.5778 | 96.8666 | 0.5657 | 0 | 0 | 0 | 0
Low-grade industrial/ commercial - supermarkets | Large Food Stores (750 - 2500m2) | Supermarket 954 | 23 | 1200 | 316 | 379.2 | 64.5778 | 96.8666 | 0.5657 | 0 | 0 | 0 | 0
Low-grade industrial/ commercial - supermarkets | Large Food Stores (750 - 2500m2) | Supermarket 955 | 23 | 1200.69 | 316 | 379.418 | 64.6149 | 96.9223 | 0.56603 | 0 | 0 | 0 | 0
Low-grade industrial/ commercial - supermarkets | Large Food Stores (750 - 2500m2) | Supermarket 956 | 23 | 1201.57 | 316 | 379.6961 | 64.6622 | 96.9934 | 0.56644 | 0 | 0 | 0 | 0
Low-grade industrial/ commercial - supermarkets | Large Food Stores (750 - 2500m2) | Supermarket 957 | 23 | 1202 | 316 | 379.832 | 64.6854 | 97.0281 | 0.56664 | 0 | 0 | 0 | 0
Low-grade industrial/ commercial - supermarkets | Large Food Stores (750 - 2500m2) | Supermarket 958 | 23 | 1202.1 | 316 | 379.8636 | 64.6908 | 97.0362 | 0.56669 | 0 | 0 | 0 | 0
Low-grade industrial/ commercial - supermarkets | Large Food Stores (750 - 2500m2) | Supermarket 959 | 23 | 1202.3 | 316 | 379.9268 | 64.7015 | 97.0523 | 0.56679 | 0 | 0 | 0 | 0
Low-grade industrial/ commercial - supermarkets | Food Stores | Supermarket 960 | 23 | 1202.75 | 316 | 380.069 | 64.7258 | 97.0886 | 0.567 | 0 | 0 | 0 | 0
Low-grade industrial/ commercial - supermarkets | Food Stores | Supermarket 961 | 23 | 1202.875 | 316 | 380.1085 | 64.7325 | 97.0987 | 0.56706 | 0 | 0 | 0 | 0
Low-grade industrial/ commercial - supermarkets | Large Food Stores (750 - 2500m2) | Supermarket 962 | 23 | 1203 | 316 | 380.148 | 64.7392 | 97.1088 | 0.56712 | 0 | 0 | 0 | 0
Low-grade industrial/ commercial - supermarkets | Large Food Stores (750 - 2500m2) | Supermarket 963 | 23 | 1204 | 316 | 380.464 | 64.793 | 97.1895 | 0.56759 | 0 | 0 | 0 | 0
Low-grade industrial/ commercial - supermarkets | Large Food Stores (750 - 2500m2) | Supermarket 964 | 23 | 1204 | 316 | 380.464 | 64.793 | 97.1895 | 0.56759 | 0 | 0 | 0 | 0
Low-grade industrial/ commercial - supermarkets | Large Food Stores (750 - 2500m2) | Supermarket 965 | 23 | 1204.01 | 316 | 380.4672 | 64.7936 | 97.1903 | 0.56759 | 0 | 0 | 0 | 0
Low-grade industrial/ commercial - supermarkets | Large Food Stores (750 - 2500m2) | Supermarket 966 | 23 | 1204.2 | 316 | 380.5272 | 64.8038 | 97.2057 | 0.56768 | 0 | 0 | 0 | 0
Low-grade industrial/ commercial - supermarkets | Large Food Stores (750 - 2500m2) | Supermarket 967 | 23 | 1204.22 | 316 | 380.5335 | 64.8049 | 97.2073 | 0.56769 | 0 | 0 | 0 | 0
Low-grade industrial/ commercial - supermarkets | Large Food Stores (750 - 2500m2) | Supermarket 968 | 23 | 1204.5125 | 316 | 380.6259 | 64.8206 | 97.2309 | 0.56783 | 0 | 0 | 0 | 0
Low-grade industrial/ commercial - supermarkets | Large Food Stores (750 - 2500m2) | Supermarket 969 | 23 | 1205 | 316 | 380.78 | 64.8468 | 97.2703 | 0.56806 | 0 | 0 | 0 | 0
Low-grade industrial/ commercial - supermarkets | Large Food Stores (750 - 2500m2) | Supermarket 970 | 23 | 1205.6 | 316 | 380.9696 | 64.8791 | 97.3187 | 0.56834 | 0 | 0 | 0 | 0
Low-grade industrial/ commercial - supermarkets | Shops | Supermarket 971 | 23 | 1206.7 | 316 | 381.3172 | 64.9383 | 97.4075 | 0.56886 | 0 | 0 | 0 | 0
Low-grade industrial/ commercial - supermarkets | Large Food Stores (750 - 2500m2) | Supermarket 972 | 23 | 1206.8 | 316 | 381.3488 | 64.9437 | 97.4156 | 0.56891 | 0 | 0 | 0 | 0
Low-grade industrial/ commercial - supermarkets | Large Food Stores (750 - 2500m2) | Supermarket 973 | 23 | 1206.9 | 316 | 381.3804 | 64.9491 | 97.4236 | 0.56895 | 0 | 0 | 0 | 0
Low-grade industrial/ commercial - supermarkets | Large Food Stores (750 - 2500m2) | Supermarket 974 | 23 | 1208 | 316 | 381.728 | 65.0083 | 97.5124 | 0.56947 | 0 | 0 | 0 | 0
Low-grade industrial/ commercial - supermarkets | Large Food Stores (750 - 2500m2) | Supermarket 975 | 23 | 1208 | 316 | 381.728 | 65.0083 | 97.5124 | 0.56947 | 0 | 0 | 0 | 0
Low-grade industrial/ commercial - supermarkets | Large Food Stores (750 - 2500m2) | Supermarket 976 | 23 | 1208.2 | 316 | 381.7912 | 65.019 | 97.5286 | 0.56957 | 0 | 0 | 0 | 0
Low-grade industrial/ commercial - supermarkets | Large Food Stores (750 - 2500m2) | Supermarket 977 | 23 | 1209.4 | 316 | 382.1704 | 65.0836 | 97.6254 | 0.57013 | 0 | 0 | 0 | 0
Low-grade industrial/ commercial - supermarkets | Large Food Stores (750 - 2500m2) | Supermarket 978 | 23 | 1209.5 | 316 | 382.202 | 65.089 | 97.6335 | 0.57018 | 0 | 0 | 0 | 0
Low-grade industrial/ commercial - supermarkets | Large Food Stores (750 - 2500m2) | Supermarket 979 | 23 | 1210 | 316 | 382.36 | 65.1159 | 97.6739 | 0.57042 | 0 | 0 | 0 | 0
Low-grade industrial/ commercial - supermarkets | Large Food Stores (750 - 2500m2) | Supermarket 980 | 23 | 1210 | 316 | 382.36 | 65.1159 | 97.6739 | 0.57042 | 0 | 0 | 0 | 0
Low-grade industrial/ commercial - supermarkets | Large Food Stores (750 - 2500m2) | Supermarket 981 | 23 | 1212.4 | 316 | 383.1184 | 65.2451 | 97.8676 | 0.57155 | 0 | 0 | 0 | 0
Low-grade industrial/ commercial - supermarkets | Large Food Stores (750 - 2500m2) | Supermarket 982 | 23 | 1212.79 | 316 | 383.2416 | 65.2661 | 97.8991 | 0.57173 | 0 | 0 | 0 | 0
Low-grade industrial/ commercial - supermarkets | Large Food Stores (750 - 2500m2) | Supermarket 983 | 23 | 1213 | 316 | 383.308 | 65.2774 | 97.916 | 0.57183 | 0 | 0 | 0 | 0
Low-grade industrial/ commercial - supermarkets | Large Food Stores (750 - 2500m2) | Supermarket 984 | 23 | 1214.5 | 316 | 383.782 | 65.3581 | 98.0371 | 0.57254 | 0 | 0 | 0 | 0
Low-grade industrial/ commercial - supermarkets | Large Food Stores (750 - 2500m2) | Supermarket 985 | 23 | 1216.28 | 316 | 384.3445 | 65.4539 | 98.1808 | 0.57338 | 0 | 0 | 0 | 0
Low-grade industrial/ commercial - supermarkets | Hypermarkets/Superstores (over 2500m2) | Supermarket 986 | 23 | 1216.7 | 316 | 384.4772 | 65.4765 | 98.2147 | 0.57357 | 0 | 0 | 0 | 0
Low-grade industrial/ commercial - supermarkets | Large Food Stores (750 - 2500m2) | Supermarket 987 | 23 | 1216.7 | 316 | 384.4772 | 65.4765 | 98.2147 | 0.57357 | 0 | 0 | 0 | 0
Low-grade industrial/ commercial - supermarkets | Large Food Stores (750 - 2500m2) | Supermarket 988 | 23 | 1217.77 | 316 | 384.8153 | 65.534 | 98.3011 | 0.57408 | 0 | 0 | 0 | 0
Low-grade industrial/ commercial - supermarkets | Large Food Stores (750 - 2500m2) | Supermarket 989 | 23 | 1217.88 | 316 | 384.8501 | 65.54 | 98.31 | 0.57413 | 0 | 0 | 0 | 0
Low-grade industrial/ commercial - supermarkets | Large Food Stores (750 - 2500m2) | Supermarket 990 | 23 | 1219.8 | 316 | 385.4568 | 65.6433 | 98.4649 | 0.57504 | 0 | 0 | 0 | 0
Low-grade industrial/ commercial - supermarkets | Large Food Stores (750 - 2500m2) | Supermarket 991 | 23 | 1220 | 316 | 385.52 | 65.6541 | 98.4811 | 0.57513 | 0 | 0 | 0 | 0
Low-grade industrial/ commercial - supermarkets | Large Food Stores (750 - 2500m2) | Supermarket 992 | 23 | 1220 | 316 | 385.52 | 65.6541 | 98.4811 | 0.57513 | 0 | 0 | 0 | 0
Low-grade industrial/ commercial - supermarkets | Large Food Stores (750 - 2500m2) | Supermarket 993 | 23 | 1220.65 | 316 | 385.7254 | 65.689 | 98.5336 | 0.57544 | 0 | 0 | 0 | 0
Low-grade industrial/ commercial - supermarkets | Large Food Stores (750 - 2500m2) | Supermarket 994 | 23 | 1221.69 | 316 | 386.054 | 65.745 | 98.6175 | 0.57593 | 0 | 0 | 0 | 0
Low-grade industrial/ commercial - supermarkets | Large Food Stores (750 - 2500m2) | Supermarket 995 | 23 | 1221.7 | 316 | 386.0572 | 65.7455 | 98.6183 | 0.57593 | 0 | 0 | 0 | 0
Low-grade industrial/ commercial - supermarkets | Large Food Stores (750 - 2500m2) | Supermarket 996 | 23 | 1222.57 | 316 | 386.3321 | 65.7924 | 98.6885 | 0.57634 | 0 | 0 | 0 | 0
Low-grade industrial/ commercial - supermarkets | Large Food Stores (750 - 2500m2) | Supermarket 997 | 23 | 1222.94 | 316 | 386.449 | 65.8123 | 98.7184 | 0.57652 | 0 | 0 | 0 | 0
Low-grade industrial/ commercial - supermarkets | Large Food Stores (750 - 2500m2) | Supermarket 998 | 23 | 1223.3 | 316 | 386.5628 | 65.8316 | 98.7475 | 0.57669 | 0 | 0 | 0 | 0
Low-grade industrial/ commercial - supermarkets | Large Food Stores (750 - 2500m2) | Supermarket 999 | 23 | 1224.3 | 316 | 386.8788 | 65.8855 | 98.8282 | 0.57716 | 0 | 0 | 0 | 0
Low-grade industrial/ commercial - supermarkets | Large Food Stores (750 - 2500m2) | Supermarket 1000 | 23 | 1225 | 316 | 387.1 | 65.9231 | 98.8847 | 0.57749 | 0 | 0 | 0 | 0
Low-grade industrial/ commercial - supermarkets | Large Food Stores (750 - 2500m2) | Supermarket 1001 | 23 | 1226.5 | 316 | 387.574 | 66.0039 | 99.0058 | 0.57819 | 0 | 0 | 0 | 0
Low-grade industrial/ commercial - supermarkets | Large Food Stores (750 - 2500m2) | Supermarket 1002 | 23 | 1227 | 316 | 387.732 | 66.0308 | 99.0461 | 0.57843 | 0 | 0 | 0 | 0
Low-grade industrial/ commercial - supermarkets | Large Food Stores (750 - 2500m2) | Supermarket 1003 | 23 | 1227.28 | 316 | 387.8205 | 66.0458 | 99.0687 | 0.57856 | 0 | 0 | 0 | 0
Low-grade industrial/ commercial - supermarkets | Retail Warehouses and Foodstores | Supermarket 1004 | 23 | 1228 | 316 | 388.048 | 66.0846 | 99.1269 | 0.5789 | 0 | 0 | 0 | 0
Low-grade industrial/ commercial - supermarkets | Large Food Stores (750 - 2500m2) | Supermarket 1005 | 23 | 1228.01 | 316 | 388.0512 | 66.0851 | 99.1277 | 0.57891 | 0 | 0 | 0 | 0
Low-grade industrial/ commercial - supermarkets | Large Food Stores (750 - 2500m2) | Supermarket 1006 | 23 | 1228.2 | 316 | 388.1112 | 66.0953 | 99.143 | 0.579 | 0 | 0 | 0 | 0
Low-grade industrial/ commercial - supermarkets | Large Food Stores (750 - 2500m2) | Supermarket 1007 | 23 | 1229 | 316 | 388.364 | 66.1384 | 99.2076 | 0.57937 | 0 | 0 | 0 | 0
Low-grade industrial/ commercial - supermarkets | Large Food Stores (750 - 2500m2) | Supermarket 1008 | 23 | 1229.65 | 316 | 388.5694 | 66.1734 | 99.2601 | 0.57968 | 0 | 0 | 0 | 0
Low-grade industrial/ commercial - supermarkets | Shops | Supermarket 1009 | 23 | 1229.8375 | 316 | 388.6287 | 66.1835 | 99.2752 | 0.57977 | 0 | 0 | 0 | 0
Low-grade industrial/ commercial - supermarkets | Large Food Stores (750 - 2500m2) | Supermarket 1010 | 23 | 1230 | 316 | 388.68 | 66.1922 | 99.2883 | 0.57984 | 0 | 0 | 0 | 0
Low-grade industrial/ commercial - supermarkets | Large Food Stores (750 - 2500m2) | Supermarket 1011 | 23 | 1231.7 | 316 | 389.2172 | 66.2837 | 99.4255 | 0.58065 | 0 | 0 | 0 | 0
Low-grade industrial/ commercial - supermarkets | Large Food Stores (750 - 2500m2) | Supermarket 1012 | 23 | 1232.12 | 316 | 389.3499 | 66.3063 | 99.4594 | 0.58084 | 0 | 0 | 0 | 0
Low-grade industrial/ commercial - supermarkets | Large Food Stores (750 - 2500m2) | Supermarket 1013 | 23 | 1233.8 | 316 | 389.8808 | 66.3967 | 99.5951 | 0.58164 | 0 | 0 | 0 | 0
Low-grade industrial/ commercial - supermarkets | Large Food Stores (750 - 2500m2) | Supermarket 1014 | 23 | 1233.93 | 316 | 389.9219 | 66.4037 | 99.6055 | 0.5817 | 0 | 0 | 0 | 0
Low-grade industrial/ commercial - supermarkets | Large Food Stores (750 - 2500m2) | Supermarket 1015 | 23 | 1234.04 | 316 | 389.9566 | 66.4096 | 99.6144 | 0.58175 | 0 | 0 | 0 | 0
Low-grade industrial/ commercial - supermarkets | Large Food Stores (750 - 2500m2) | Supermarket 1016 | 23 | 1234.55 | 316 | 390.1178 | 66.4371 | 99.6556 | 0.58199 | 0 | 0 | 0 | 0
Low-grade industrial/ commercial - supermarkets | Food Stores | Supermarket 1017 | 23 | 1234.8 | 316 | 390.1968 | 66.4505 | 99.6758 | 0.58211 | 0 | 0 | 0 | 0
Low-grade industrial/ commercial - supermarkets | Large Food Stores (750 - 2500m2) | Supermarket 1018 | 23 | 1234.94 | 316 | 390.241 | 66.458 | 99.6871 | 0.58217 | 0 | 0 | 0 | 0
Low-grade industrial/ commercial - supermarkets | Large Food Stores (750 - 2500m2) | Supermarket 1019 | 23 | 1234.96 | 316 | 390.2474 | 66.4591 | 99.6887 | 0.58218 | 0 | 0 | 0 | 0
Low-grade industrial/ commercial - supermarkets | Large Food Stores (750 - 2500m2) | Supermarket 1020 | 23 | 1234.97 | 316 | 390.2505 | 66.4597 | 99.6895 | 0.58219 | 0 | 0 | 0 | 0
Low-grade industrial/ commercial - supermarkets | Food Stores | Supermarket 1021 | 23 | 1235.23 | 316 | 390.3327 | 66.4737 | 99.7105 | 0.58231 | 0 | 0 | 0 | 0
Low-grade industrial/ commercial - supermarkets | Large Food Stores (750 - 2500m2) | Supermarket 1022 | 23 | 1235.4 | 316 | 390.3864 | 66.4828 | 99.7242 | 0.58239 | 0 | 0 | 0 | 0
Low-grade industrial/ commercial - supermarkets | Large Food Stores (750 - 2500m2) | Supermarket 1023 | 23 | 1235.49 | 316 | 390.4148 | 66.4876 | 99.7315 | 0.58243 | 0 | 0 | 0 | 0
Low-grade industrial/ commercial - supermarkets | Large Food Stores (750 - 2500m2) | Supermarket 1024 | 23 | 1236.5 | 316 | 390.734 | 66.542 | 99.813 | 0.58291 | 0 | 0 | 0 | 0
Low-grade industrial/ commercial - supermarkets | Large Food Stores (750 - 2500m2) | Supermarket 1025 | 23 | 1236.6 | 316 | 390.7656 | 66.5474 | 99.8211 | 0.58296 | 0 | 0 | 0 | 0
Low-grade industrial/ commercial - supermarkets | Large Food Stores (750 - 2500m2) | Supermarket 1026 | 23 | 1237.5 | 316 | 391.05 | 66.5958 | 99.8937 | 0.58338 | 0 | 0 | 0 | 0
Low-grade industrial/ commercial - supermarkets | Large Food Stores (750 - 2500m2) | Supermarket 1027 | 23 | 1237.7 | 316 | 391.1132 | 66.6066 | 99.9099 | 0.58347 | 0 | 0 | 0 | 0
Low-grade industrial/ commercial - supermarkets | Large Food Stores (750 - 2500m2) | Supermarket 1028 | 23 | 1238 | 316 | 391.208 | 66.6227 | 99.9341 | 0.58362 | 0 | 0 | 0 | 0
Low-grade industrial/ commercial - supermarkets | Large Food Stores (750 - 2500m2) | Supermarket 1029 | 23 | 1240.25 | 316 | 391.919 | 66.7438 | 100.1157 | 0.58468 | 0 | 0 | 0 | 0
Low-grade industrial/ commercial - supermarkets | Large Food Stores (750 - 2500m2) | Supermarket 1030 | 23 | 1240.3 | 316 | 391.9348 | 66.7465 | 100.1197 | 0.5847 | 0 | 0 | 0 | 0
Low-grade industrial/ commercial - supermarkets | Large Food Stores (750 - 2500m2) | Supermarket 1031 | 23 | 1240.33 | 316 | 391.9443 | 66.7481 | 100.1222 | 0.58471 | 0 | 0 | 0 | 0
Low-grade industrial/ commercial - supermarkets | Large Food Stores (750 - 2500m2) | Supermarket 1032 | 23 | 1240.57 | 316 | 392.0201 | 66.761 | 100.1415 | 0.58483 | 0 | 0 | 0 | 0
Low-grade industrial/ commercial - supermarkets | Large Food Stores (750 - 2500m2) | Supermarket 1033 | 23 | 1241.5 | 316 | 392.314 | 66.8111 | 100.2166 | 0.58527 | 0 | 0 | 0 | 0
Low-grade industrial/ commercial - supermarkets | Large Food Stores (750 - 2500m2) | Supermarket 1034 | 23 | 1242.51 | 316 | 392.6332 | 66.8654 | 100.2981 | 0.58574 | 0 | 0 | 0 | 0
Low-grade industrial/ commercial - supermarkets | Large Food Stores (750 - 2500m2) | Supermarket 1035 | 23 | 1242.9 | 316 | 392.7564 | 66.8864 | 100.3296 | 0.58592 | 0 | 0 | 0 | 0
Low-grade industrial/ commercial - supermarkets | Large Food Stores (750 - 2500m2) | Supermarket 1036 | 23 | 1243.03 | 316 | 392.7975 | 66.8934 | 100.3401 | 0.58599 | 0 | 0 | 0 | 0
Low-grade industrial/ commercial - supermarkets | Large Food Stores (750 - 2500m2) | Supermarket 1037 | 23 | 1243.3 | 316 | 392.8828 | 66.9079 | 100.3619 | 0.58611 | 0 | 0 | 0 | 0
Low-grade industrial/ commercial - supermarkets | Large Food Stores (750 - 2500m2) | Supermarket 1038 | 23 | 1243.4 | 316 | 392.9144 | 66.9133 | 100.37 | 0.58616 | 0 | 0 | 0 | 0
Low-grade industrial/ commercial - supermarkets | Large Food Stores (750 - 2500m2) | Supermarket 1039 | 23 | 1244.5 | 316 | 393.262 | 66.9725 | 100.4588 | 0.58668 | 0 | 0 | 0 | 0
Low-grade industrial/ commercial - supermarkets | Large Food Stores (750 - 2500m2) | Supermarket 1040 | 23 | 1244.59 | 316 | 393.2904 | 66.9774 | 100.466 | 0.58672 | 0 | 0 | 0 | 0
Low-grade industrial/ commercial - supermarkets | Large Food Stores (750 - 2500m2) | Supermarket 1041 | 23 | 1245.2 | 316 | 393.4832 | 67.0102 | 100.5153 | 0.58701 | 0 | 0 | 0 | 0
Low-grade industrial/ commercial - supermarkets | Shops | Supermarket 1042 | 23 | 1245.3 | 316 | 393.5148 | 67.0156 | 100.5234 | 0.58706 | 0 | 0 | 0 | 0
Low-grade industrial/ commercial - supermarkets | Large Food Stores (750 - 2500m2) | Supermarket 1043 | 23 | 1245.4 | 316 | 393.5464 | 67.021 | 100.5314 | 0.5871 | 0 | 0 | 0 | 0
Low-grade industrial/ commercial - supermarkets | Large Food Stores (750 - 2500m2) | Supermarket 1044 | 23 | 1246.6 | 316 | 393.9256 | 67.0855 | 100.6283 | 0.58767 | 0 | 0 | 0 | 0
Low-grade industrial/ commercial - supermarkets | Large Food Stores (750 - 2500m2) | Supermarket 1045 | 23 | 1247.1 | 316 | 394.0836 | 67.1124 | 100.6687 | 0.5879 | 0 | 0 | 0 | 0
Low-grade industrial/ commercial - supermarkets | Large Food Stores (750 - 2500m2) | Supermarket 1046 | 23 | 1247.3 | 316 | 394.1468 | 67.1232 | 100.6848 | 0.588 | 0 | 0 | 0 | 0
Low-grade industrial/ commercial - supermarkets | Large Food Stores (750 - 2500m2) | Supermarket 1047 | 23 | 1247.46 | 316 | 394.1974 | 67.1318 | 100.6977 | 0.58807 | 0 | 0 | 0 | 0
Low-grade industrial/ commercial - supermarkets | Large Food Stores (750 - 2500m2) | Supermarket 1048 | 23 | 1247.81 | 316 | 394.308 | 67.1506 | 100.726 | 0.58824 | 0 | 0 | 0 | 0
Low-grade industrial/ commercial - supermarkets | Large Food Stores (750 - 2500m2) | Supermarket 1049 | 23 | 1248.2 | 316 | 394.4312 | 67.1716 | 100.7575 | 0.58842 | 0 | 0 | 0 | 0
Low-grade industrial/ commercial - supermarkets | Large Food Stores (750 - 2500m2) | Supermarket 1050 | 23 | 1248.2 | 316 | 394.4312 | 67.1716 | 100.7575 | 0.58842 | 0 | 0 | 0 | 0
Low-grade industrial/ commercial - supermarkets | Large Food Stores (750 - 2500m2) | Supermarket 1051 | 23 | 1248.7 | 316 | 394.5892 | 67.1985 | 100.7978 | 0.58866 | 0 | 0 | 0 | 0
Low-grade industrial/ commercial - supermarkets | Shops | Supermarket 1052 | 23 | 1249.25 | 316 | 394.763 | 67.2281 | 100.8422 | 0.58892 | 0 | 0 | 0 | 0
Low-grade industrial/ commercial - supermarkets | Large Food Stores (750 - 2500m2) | Supermarket 1053 | 23 | 1249.5875 | 316 | 394.8696 | 67.2463 | 100.8695 | 0.58908 | 0 | 0 | 0 | 0
Low-grade industrial/ commercial - supermarkets | Large Food Stores (750 - 2500m2) | Supermarket 1054 | 23 | 1250 | 316 | 395 | 67.2685 | 100.9027 | 0.58927 | 0 | 0 | 0 | 0
Low-grade industrial/ commercial - supermarkets | Large Food Stores (750 - 2500m2) | Supermarket 1055 | 23 | 1250.41 | 316 | 395.1296 | 67.2906 | 100.9358 | 0.58947 | 0 | 0 | 0 | 0
Low-grade industrial/ commercial - supermarkets | Large Food Stores (750 - 2500m2) | Supermarket 1056 | 23 | 1250.54 | 316 | 395.1706 | 67.2976 | 100.9463 | 0.58953 | 0 | 0 | 0 | 0
Low-grade industrial/ commercial - supermarkets | Large Food Stores (750 - 2500m2) | Supermarket 1057 | 23 | 1250.6 | 316 | 395.1896 | 67.3008 | 100.9512 | 0.58955 | 0 | 0 | 0 | 0
Low-grade industrial/ commercial - supermarkets | Large Food Stores (750 - 2500m2) | Supermarket 1058 | 23 | 1250.6 | 316 | 395.1896 | 67.3008 | 100.9512 | 0.58955 | 0 | 0 | 0 | 0
Low-grade industrial/ commercial - supermarkets | Large Food Stores (750 - 2500m2) | Supermarket 1059 | 23 | 1250.7 | 316 | 395.2212 | 67.3062 | 100.9593 | 0.5896 | 0 | 0 | 0 | 0
Low-grade industrial/ commercial - supermarkets | Large Food Stores (750 - 2500m2) | Supermarket 1060 | 23 | 1250.9 | 316 | 395.2844 | 67.3169 | 100.9754 | 0.5897 | 0 | 0 | 0 | 0
Low-grade industrial/ commercial - supermarkets | Large Food Stores (750 - 2500m2) | Supermarket 1061 | 23 | 1251.96 | 316 | 395.6194 | 67.374 | 101.061 | 0.5902 | 0 | 0 | 0 | 0
Low-grade industrial/ commercial - supermarkets | Large Food Stores (750 - 2500m2) | Supermarket 1062 | 23 | 1252.3 | 316 | 395.7268 | 67.3923 | 101.0884 | 0.59036 | 0 | 0 | 0 | 0
Low-grade industrial/ commercial - supermarkets | Large Food Stores (750 - 2500m2) | Supermarket 1063 | 23 | 1253 | 316 | 395.948 | 67.4299 | 101.1449 | 0.59069 | 0 | 0 | 0 | 0
Low-grade industrial/ commercial - supermarkets | Large Food Stores (750 - 2500m2) | Supermarket 1064 | 23 | 1253.3 | 316 | 396.0428 | 67.4461 | 101.1691 | 0.59083 | 0 | 0 | 0 | 0
Low-grade industrial/ commercial - supermarkets | Large Food Stores (750 - 2500m2) | Supermarket 1065 | 23 | 1253.77 | 316 | 396.1913 | 67.4714 | 101.2071 | 0.59105 | 0 | 0 | 0 | 0
Low-grade industrial/ commercial - supermarkets | Large Food Stores (750 - 2500m2) | Supermarket 1066 | 23 | 1254 | 316 | 396.264 | 67.4838 | 101.2256 | 0.59116 | 0 | 0 | 0 | 0
Low-grade industrial/ commercial - supermarkets | Large Food Stores (750 - 2500m2) | Supermarket 1067 | 23 | 1254.5 | 316 | 396.422 | 67.5107 | 101.266 | 0.59139 | 0 | 0 | 0 | 0
Low-grade industrial/ commercial - supermarkets | Large Food Stores (750 - 2500m2) | Supermarket 1068 | 23 | 1254.6 | 316 | 396.4536 | 67.516 | 101.2741 | 0.59144 | 0 | 0 | 0 | 0
Low-grade industrial/ commercial - supermarkets | Large Food Stores (750 - 2500m2) | Supermarket 1069 | 23 | 1255.8 | 316 | 396.8328 | 67.5806 | 101.3709 | 0.59201 | 0 | 0 | 0 | 0
Low-grade industrial/ commercial - supermarkets | Large Food Stores (750 - 2500m2) | Supermarket 1070 | 23 | 1256 | 316 | 396.896 | 67.5914 | 101.3871 | 0.5921 | 0 | 0 | 0 | 0
Low-grade industrial/ commercial - supermarkets | Large Food Stores (750 - 2500m2) | Supermarket 1071 | 23 | 1256.46 | 316 | 397.0414 | 67.6161 | 101.4242 | 0.59232 | 0 | 0 | 0 | 0
Low-grade industrial/ commercial - supermarkets | Large Food Stores (750 - 2500m2) | Supermarket 1072 | 23 | 1256.88 | 316 | 397.1741 | 67.6387 | 101.4581 | 0.59252 | 0 | 0 | 0 | 0
Low-grade industrial/ commercial - supermarkets | Large Food Stores (750 - 2500m2) | Supermarket 1073 | 23 | 1257.27 | 316 | 397.2973 | 67.6597 | 101.4896 | 0.5927 | 0 | 0 | 0 | 0
Low-grade industrial/ commercial - supermarkets | Large Food Stores (750 - 2500m2) | Supermarket 1074 | 23 | 1257.4 | 316 | 397.3384 | 67.6667 | 101.5001 | 0.59276 | 0 | 0 | 0 | 0
Low-grade industrial/ commercial - supermarkets | Large Food Stores (750 - 2500m2) | Supermarket 1075 | 23 | 1257.46 | 316 | 397.3574 | 67.67 | 101.5049 | 0.59279 | 0 | 0 | 0 | 0
Low-grade industrial/ commercial - supermarkets | Large Food Stores (750 - 2500m2) | Supermarket 1076 | 23 | 1258.52 | 316 | 397.6923 | 67.727 | 101.5905 | 0.59329 | 0 | 0 | 0 | 0
Low-grade industrial/ commercial - supermarkets | Shops | Supermarket 1077 | 23 | 1258.5375 | 316 | 397.6979 | 67.7279 | 101.5919 | 0.5933 | 0 | 0 | 0 | 0
Low-grade industrial/ commercial - supermarkets | Large Food Stores (750 - 2500m2) | Supermarket 1078 | 23 | 1258.6 | 316 | 397.7176 | 67.7313 | 101.597 | 0.59333 | 0 | 0 | 0 | 0
Low-grade industrial/ commercial - supermarkets | Large Food Stores (750 - 2500m2) | Supermarket 1079 | 23 | 1259.3 | 316 | 397.9388 | 67.769 | 101.6535 | 0.59366 | 0 | 0 | 0 | 0
Low-grade industrial/ commercial - supermarkets | Large Food Stores (750 - 2500m2) | Supermarket 1080 | 23 | 1259.5 | 316 | 398.002 | 67.7797 | 101.6696 | 0.59375 | 0 | 0 | 0 | 0
Low-grade industrial/ commercial - supermarkets | Large Food Stores (750 - 2500m2) | Supermarket 1081 | 23 | 1259.67 | 316 | 398.0557 | 67.7889 | 101.6833 | 0.59383 | 0 | 0 | 0 | 0
Low-grade industrial/ commercial - supermarkets | Large Food Stores (750 - 2500m2) | Supermarket 1082 | 23 | 1259.71 | 316 | 398.0684 | 67.791 | 101.6866 | 0.59385 | 0 | 0 | 0 | 0
Low-grade industrial/ commercial - supermarkets | Large Food Stores (750 - 2500m2) | Supermarket 1083 | 23 | 1259.8 | 316 | 398.0968 | 67.7959 | 101.6938 | 0.59389 | 0 | 0 | 0 | 0
Low-grade industrial/ commercial - supermarkets | Large Food Stores (750 - 2500m2) | Supermarket 1084 | 23 | 1259.98 | 316 | 398.1537 | 67.8056 | 101.7084 | 0.59398 | 0 | 0 | 0 | 0
Low-grade industrial/ commercial - supermarkets | Large Food Stores (750 - 2500m2) | Supermarket 1085 | 23 | 1260.8 | 316 | 398.4128 | 67.8497 | 101.7745 | 0.59436 | 0 | 0 | 0 | 0
Low-grade industrial/ commercial - supermarkets | Large Food Stores (750 - 2500m2) | Supermarket 1086 | 23 | 1261.2 | 316 | 398.5392 | 67.8712 | 101.8068 | 0.59455 | 0 | 0 | 0 | 0
Low-grade industrial/ commercial - supermarkets | Large Food Stores (750 - 2500m2) | Supermarket 1087 | 23 | 1261.5 | 316 | 398.634 | 67.8874 | 101.8311 | 0.59469 | 0 | 0 | 0 | 0
Low-grade industrial/ commercial - supermarkets | Large Food Stores (750 - 2500m2) | Supermarket 1088 | 23 | 1261.72 | 316 | 398.7035 | 67.8992 | 101.8488 | 0.5948 | 0 | 0 | 0 | 0
Low-grade industrial/ commercial - supermarkets | Large Food Stores (750 - 2500m2) | Supermarket 1089 | 23 | 1261.86 | 316 | 398.7478 | 67.9067 | 101.8601 | 0.59486 | 0 | 0 | 0 | 0
Low-grade industrial/ commercial - supermarkets | Large Food Stores (750 - 2500m2) | Supermarket 1090 | 23 | 1261.9 | 316 | 398.7604 | 67.9089 | 101.8633 | 0.59488 | 0 | 0 | 0 | 0
Low-grade industrial/ commercial - supermarkets | Large Food Stores (750 - 2500m2) | Supermarket 1091 | 23 | 1262 | 316 | 398.792 | 67.9143 | 101.8714 | 0.59493 | 0 | 0 | 0 | 0
Low-grade industrial/ commercial - supermarkets | Large Food Stores (750 - 2500m2) | Supermarket 1092 | 23 | 1262.1 | 316 | 398.8236 | 67.9197 | 101.8795 | 0.59498 | 0 | 0 | 0 | 0
Low-grade industrial/ commercial - supermarkets | Large Food Stores (750 - 2500m2) | Supermarket 1093 | 23 | 1262.4 | 316 | 398.9184 | 67.9358 | 101.9037 | 0.59512 | 0 | 0 | 0 | 0
Low-grade industrial/ commercial - supermarkets | Large Food Stores (750 - 2500m2) | Supermarket 1094 | 23 | 1263.6 | 316 | 399.2976 | 68.0004 | 102.0006 | 0.59568 | 0 | 0 | 0 | 0
Low-grade industrial/ commercial - supermarkets | Large Food Stores (750 - 2500m2) | Supermarket 1095 | 23 | 1263.7 | 316 | 399.3292 | 68.0058 | 102.0086 | 0.59573 | 0 | 0 | 0 | 0
Low-grade industrial/ commercial - supermarkets | Large Food Stores (750 - 2500m2) | Supermarket 1096 | 23 | 1264.9 | 316 | 399.7084 | 68.0703 | 102.1055 | 0.5963 | 0 | 0 | 0 | 0
Low-grade industrial/ commercial - supermarkets | Large Food Stores (750 - 2500m2) | Supermarket 1097 | 23 | 1265.7 | 316 | 399.9612 | 68.1134 | 102.1701 | 0.59667 | 0 | 0 | 0 | 0
Low-grade industrial/ commercial - supermarkets | Large Food Stores (750 - 2500m2) | Supermarket 1098 | 23 | 1266.29 | 316 | 400.1476 | 68.1451 | 102.2177 | 0.59695 | 0 | 0 | 0 | 0
Low-grade industrial/ commercial - supermarkets | Large Food Stores (750 - 2500m2) | Supermarket 1099 | 23 | 1266.35 | 316 | 400.1666 | 68.1484 | 102.2226 | 0.59698 | 0 | 0 | 0 | 0
Low-grade industrial/ commercial - supermarkets | Large Food Stores (750 - 2500m2) | Supermarket 1100 | 23 | 1266.89 | 316 | 400.3372 | 68.1774 | 102.2661 | 0.59723 | 0 | 0 | 0 | 0
Low-grade industrial/ commercial - supermarkets | Large Food Stores (750 - 2500m2) | Supermarket 1101 | 23 | 1267.17 | 316 | 400.4257 | 68.1925 | 102.2888 | 0.59737 | 0 | 0 | 0 | 0
Low-grade industrial/ commercial - supermarkets | Large Food Stores (750 - 2500m2) | Supermarket 1102 | 23 | 1267.3 | 316 | 400.4668 | 68.1995 | 102.2992 | 0.59743 | 0 | 0 | 0 | 0
Low-grade industrial/ commercial - supermarkets | Large Food Stores (750 - 2500m2) | Supermarket 1103 | 23 | 1267.44 | 316 | 400.511 | 68.207 | 102.3105 | 0.59749 | 0 | 0 | 0 | 0
Low-grade industrial/ commercial - supermarkets | Large Food Stores (750 - 2500m2) | Supermarket 1104 | 23 | 1268.32 | 316 | 400.7891 | 68.2544 | 102.3816 | 0.59791 | 0 | 0 | 0 | 0
Low-grade industrial/ commercial - supermarkets | Large Food Stores (750 - 2500m2) | Supermarket 1105 | 23 | 1268.6 | 316 | 400.8776 | 68.2695 | 102.4042 | 0.59804 | 0 | 0 | 0 | 0
Low-grade industrial/ commercial - supermarkets | Large Food Stores (750 - 2500m2) | Supermarket 1106 | 23 | 1269.3 | 316 | 401.0988 | 68.3071 | 102.4607 | 0.59837 | 0 | 0 | 0 | 0
Low-grade industrial/ commercial - supermarkets | Large Food Stores (750 - 2500m2) | Supermarket 1107 | 23 | 1269.69 | 316 | 401.222 | 68.3281 | 102.4922 | 0.59855 | 0 | 0 | 0 | 0
Low-grade industrial/ commercial - supermarkets | Large Food Stores (750 - 2500m2) | Supermarket 1108 | 23 | 1269.7 | 316 | 401.2252 | 68.3287 | 102.493 | 0.59856 | 0 | 0 | 0 | 0
Low-grade industrial/ commercial - supermarkets | Large Food Stores (750 - 2500m2) | Supermarket 1109 | 23 | 1269.9 | 316 | 401.2884 | 68.3394 | 102.5091 | 0.59865 | 0 | 0 | 0 | 0
Low-grade industrial/ commercial - supermarkets | Large Food Stores (750 - 2500m2) | Supermarket 1110 | 23 | 1270.5 | 316 | 401.478 | 68.3717 | 102.5576 | 0.59894 | 0 | 0 | 0 | 0
Low-grade industrial/ commercial - supermarkets | Large Food Stores (750 - 2500m2) | Supermarket 1111 | 23 | 1270.7 | 316 | 401.5412 | 68.3825 | 102.5737 | 0.59903 | 0 | 0 | 0 | 0
Low-grade industrial/ commercial - supermarkets | Large Food Stores (750 - 2500m2) | Supermarket 1112 | 23 | 1271.1 | 316 | 401.6676 | 68.404 | 102.606 | 0.59922 | 0 | 0 | 0 | 0
Low-grade industrial/ commercial - supermarkets | Large Food Stores (750 - 2500m2) | Supermarket 1113 | 23 | 1271.9 | 316 | 401.9204 | 68.447 | 102.6706 | 0.5996 | 0 | 0 | 0 | 0
Low-grade industrial/ commercial - supermarkets | Large Food Stores (750 - 2500m2) | Supermarket 1114 | 23 | 1272.81 | 316 | 402.208 | 68.496 | 102.744 | 0.60003 | 0 | 0 | 0 | 0
Low-grade industrial/ commercial - supermarkets | Large Food Stores (750 - 2500m2) | Supermarket 1115 | 23 | 1273.5 | 316 | 402.426 | 68.5331 | 102.7997 | 0.60035 | 0 | 0 | 0 | 0
Low-grade industrial/ commercial - supermarkets | Large Food Stores (750 - 2500m2) | Supermarket 1116 | 23 | 1273.8 | 316 | 402.5208 | 68.5493 | 102.8239 | 0.60049 | 0 | 0 | 0 | 0
Low-grade industrial/ commercial - supermarkets | Large Food Stores (750 - 2500m2) | Supermarket 1117 | 23 | 1273.8 | 316 | 402.5208 | 68.5493 | 102.8239 | 0.60049 | 0 | 0 | 0 | 0
Low-grade industrial/ commercial - supermarkets | Large Food Stores (750 - 2500m2) | Supermarket 1118 | 23 | 1273.9 | 316 | 402.5524 | 68.5547 | 102.832 | 0.60054 | 0 | 0 | 0 | 0
Low-grade industrial/ commercial - supermarkets | Large Food Stores (750 - 2500m2) | Supermarket 1119 | 23 | 1275 | 316 | 402.9 | 68.6139 | 102.9208 | 0.60106 | 0 | 0 | 0 | 0
Low-grade industrial/ commercial - supermarkets | Large Food Stores (750 - 2500m2) | Supermarket 1120 | 23 | 1275.2 | 316 | 402.9632 | 68.6246 | 102.9369 | 0.60115 | 0 | 0 | 0 | 0
Low-grade industrial/ commercial - supermarkets | Large Food Stores (750 - 2500m2) | Supermarket 1121 | 23 | 1275.5 | 316 | 403.058 | 68.6408 | 102.9612 | 0.60129 | 0 | 0 | 0 | 0
Low-grade industrial/ commercial - supermarkets | Large Food Stores (750 - 2500m2) | Supermarket 1122 | 23 | 1275.5 | 316 | 403.058 | 68.6408 | 102.9612 | 0.60129 | 0 | 0 | 0 | 0
Low-grade industrial/ commercial - supermarkets | Large Food Stores (750 - 2500m2) | Supermarket 1123 | 23 | 1275.53 | 316 | 403.0675 | 68.6424 | 102.9636 | 0.60131 | 0 | 0 | 0 | 0
Low-grade industrial/ commercial - supermarkets | Large Food Stores (750 - 2500m2) | Supermarket 1124 | 23 | 1275.79 | 316 | 403.1496 | 68.6564 | 102.9846 | 0.60143 | 0 | 0 | 0 | 0
Low-grade industrial/ commercial - supermarkets | Large Food Stores (750 - 2500m2) | Supermarket 1125 | 23 | 1275.95 | 316 | 403.2002 | 68.665 | 102.9975 | 0.60151 | 0 | 0 | 0 | 0
Low-grade industrial/ commercial - supermarkets | Large Food Stores (750 - 2500m2) | Supermarket 1126 | 23 | 1276.2 | 316 | 403.2792 | 68.6784 | 103.0177 | 0.60162 | 0 | 0 | 0 | 0
Low-grade industrial/ commercial - supermarkets | Large Food Stores (750 - 2500m2) | Supermarket 1127 | 23 | 1276.8 | 316 | 403.4688 | 68.7107 | 103.0661 | 0.60191 | 0 | 0 | 0 | 0
Low-grade industrial/ commercial - supermarkets | Large Food Stores (750 - 2500m2) | Supermarket 1128 | 23 | 1277 | 316 | 403.532 | 68.7215 | 103.0822 | 0.602 | 0 | 0 | 0 | 0
Low-grade industrial/ commercial - supermarkets | Large Food Stores (750 - 2500m2) | Supermarket 1129 | 23 | 1277.11 | 316 | 403.5668 | 68.7274 | 103.0911 | 0.60205 | 0 | 0 | 0 | 0
Low-grade industrial/ commercial - supermarkets | Large Food Stores (750 - 2500m2) | Supermarket 1130 | 23 | 1277.16 | 316 | 403.5826 | 68.7301 | 103.0952 | 0.60208 | 0 | 0 | 0 | 0
Low-grade industrial/ commercial - supermarkets | Large Food Stores (750 - 2500m2) | Supermarket 1131 | 23 | 1277.4 | 316 | 403.6584 | 68.743 | 103.1145 | 0.60219 | 0 | 0 | 0 | 0
Low-grade industrial/ commercial - supermarkets | Large Food Stores (750 - 2500m2) | Supermarket 1132 | 23 | 1277.7 | 316 | 403.7532 | 68.7592 | 103.1388 | 0.60233 | 0 | 0 | 0 | 0
Low-grade industrial/ commercial - supermarkets | Large Food Stores (750 - 2500m2) | Supermarket 1133 | 23 | 1277.96 | 316 | 403.8354 | 68.7732 | 103.1597 | 0.60245 | 0 | 0 | 0 | 0
Low-grade industrial/ commercial - supermarkets | Large Food Stores (750 - 2500m2) | Supermarket 1134 | 23 | 1278.12 | 316 | 403.8859 | 68.7818 | 103.1727 | 0.60253 | 0 | 0 | 0 | 0
Low-grade industrial/ commercial - supermarkets | Large Food Stores (750 - 2500m2) | Supermarket 1135 | 23 | 1278.8 | 316 | 404.1008 | 68.8184 | 103.2275 | 0.60285 | 0 | 0 | 0 | 0
Low-grade industrial/ commercial - supermarkets | Large Food Stores (750 - 2500m2) | Supermarket 1136 | 23 | 1279 | 316 | 404.164 | 68.8291 | 103.2437 | 0.60294 | 0 | 0 | 0 | 0
Low-grade industrial/ commercial - supermarkets | Large Food Stores (750 - 2500m2) | Supermarket 1137 | 23 | 1279.4 | 316 | 404.2904 | 68.8507 | 103.276 | 0.60313 | 0 | 0 | 0 | 0
Low-grade industrial/ commercial - supermarkets | Large Food Stores (750 - 2500m2) | Supermarket 1138 | 23 | 1281.14 | 316 | 404.8402 | 68.9443 | 103.4164 | 0.60395 | 0 | 0 | 0 | 0
Low-grade industrial/ commercial - supermarkets | Large Food Stores (750 - 2500m2) | Supermarket 1139 | 23 | 1281.6 | 316 | 404.9856 | 68.969 | 103.4536 | 0.60417 | 0 | 0 | 0 | 0
Low-grade industrial/ commercial - supermarkets | Large Food Stores (750 - 2500m2) | Supermarket 1140 | 23 | 1282 | 316 | 405.112 | 68.9906 | 103.4859 | 0.60436 | 0 | 0 | 0 | 0
Low-grade industrial/ commercial - supermarkets | Large Food Stores (750 - 2500m2) | Supermarket 1141 | 23 | 1282 | 316 | 405.112 | 68.9906 | 103.4859 | 0.60436 | 0 | 0 | 0 | 0
Low-grade industrial/ commercial - supermarkets | Large Food Stores (750 - 2500m2) | Supermarket 1142 | 23 | 1282.36 | 316 | 405.2258 | 69.0099 | 103.5149 | 0.60453 | 0 | 0 | 0 | 0
Low-grade industrial/ commercial - supermarkets | Large Food Stores (750 - 2500m2) | Supermarket 1143 | 23 | 1282.6 | 316 | 405.3016 | 69.0229 | 103.5343 | 0.60464 | 0 | 0 | 0 | 0
Low-grade industrial/ commercial - supermarkets | Large Food Stores (750 - 2500m2) | Supermarket 1144 | 23 | 1282.8125 | 316 | 405.3687 | 69.0343 | 103.5514 | 0.60474 | 0 | 0 | 0 | 0
Low-grade industrial/ commercial - supermarkets | Large Food Stores (750 - 2500m2) | Supermarket 1145 | 23 | 1283.5 | 316 | 405.586 | 69.0713 | 103.6069 | 0.60506 | 0 | 0 | 0 | 0
Low-grade industrial/ commercial - supermarkets | Large Food Stores (750 - 2500m2) | Supermarket 1146 | 23 | 1283.7 | 316 | 405.6492 | 69.0821 | 103.6231 | 0.60516 | 0 | 0 | 0 | 0
Low-grade industrial/ commercial - supermarkets | Large Food Stores (750 - 2500m2) | Supermarket 1147 | 23 | 1283.75 | 316 | 405.665 | 69.0847 | 103.6271 | 0.60518 | 0 | 0 | 0 | 0
Low-grade industrial/ commercial - supermarkets | Large Food Stores (750 - 2500m2) | Supermarket 1148 | 23 | 1284 | 316 | 405.744 | 69.0982 | 103.6473 | 0.6053 | 0 | 0 | 0 | 0
Low-grade industrial/ commercial - supermarkets | Shops | Supermarket 1149 | 23 | 1284.1875 | 316 | 405.8032 | 69.1083 | 103.6624 | 0.60539 | 0 | 0 | 0 | 0
Low-grade industrial/ commercial - supermarkets | Large Food Stores (750 - 2500m2) | Supermarket 1150 | 23 | 1284.94 | 316 | 406.041 | 69.1488 | 103.7232 | 0.60574 | 0 | 0 | 0 | 0
Low-grade industrial/ commercial - supermarkets | Large Food Stores (750 - 2500m2) | Supermarket 1151 | 23 | 1286 | 316 | 406.376 | 69.2058 | 103.8087 | 0.60624 | 0 | 0 | 0 | 0
Low-grade industrial/ commercial - supermarkets | Large Food Stores (750 - 2500m2) | Supermarket 1152 | 23 | 1286 | 316 | 406.376 | 69.2058 | 103.8087 | 0.60624 | 0 | 0 | 0 | 0
Low-grade industrial/ commercial - supermarkets | Large Food Stores (750 - 2500m2) | Supermarket 1153 | 23 | 1286.28 | 316 | 406.4645 | 69.2209 | 103.8314 | 0.60638 | 0 | 0 | 0 | 0
Low-grade industrial/ commercial - supermarkets | Large Food Stores (750 - 2500m2) | Supermarket 1154 | 23 | 1288.1 | 316 | 407.0396 | 69.3188 | 103.9783 | 0.60723 | 0 | 0 | 0 | 0
Low-grade industrial/ commercial - supermarkets | Large Food Stores (750 - 2500m2) | Supermarket 1155 | 23 | 1288.3 | 316 | 407.1028 | 69.3296 | 103.9944 | 0.60733 | 0 | 0 | 0 | 0
Low-grade industrial/ commercial - supermarkets | Large Food Stores (750 - 2500m2) | Supermarket 1156 | 23 | 1288.74 | 316 | 407.2418 | 69.3533 | 104.0299 | 0.60753 | 0 | 0 | 0 | 0
Low-grade industrial/ commercial - supermarkets | Large Food Stores (750 - 2500m2) | Supermarket 1157 | 23 | 1289.1 | 316 | 407.3556 | 69.3727 | 104.059 | 0.6077 | 0 | 0 | 0 | 0
Low-grade industrial/ commercial - supermarkets | Large Food Stores (750 - 2500m2) | Supermarket 1158 | 23 | 1289.2 | 316 | 407.3872 | 69.378 | 104.0671 | 0.60775 | 0 | 0 | 0 | 0
Low-grade industrial/ commercial - supermarkets | Large Food Stores (750 - 2500m2) | Supermarket 1159 | 23 | 1289.52 | 316 | 407.4883 | 69.3953 | 104.0929 | 0.6079 | 0 | 0 | 0 | 0
Low-grade industrial/ commercial - supermarkets | Large Food Stores (750 - 2500m2) | Supermarket 1160 | 23 | 1289.56 | 316 | 407.501 | 69.3974 | 104.0961 | 0.60792 | 0 | 0 | 0 | 0
Low-grade industrial/ commercial - supermarkets | Large Food Stores (750 - 2500m2) | Supermarket 1161 | 23 | 1290.3 | 316 | 407.7348 | 69.4372 | 104.1559 | 0.60827 | 0 | 0 | 0 | 0
Low-grade industrial/ commercial - supermarkets | Large Food Stores (750 - 2500m2) | Supermarket 1162 | 23 | 1290.68 | 316 | 407.8549 | 69.4577 | 104.1865 | 0.60845 | 0 | 0 | 0 | 0
Low-grade industrial/ commercial - supermarkets | Large Food Stores (750 - 2500m2) | Supermarket 1163 | 23 | 1291.7 | 316 | 408.1772 | 69.5126 | 104.2689 | 0.60893 | 0 | 0 | 0 | 0
Low-grade industrial/ commercial - supermarkets | Large Food Stores (750 - 2500m2) | Supermarket 1164 | 23 | 1294.5 | 316 | 409.062 | 69.6633 | 104.4949 | 0.61025 | 0 | 0 | 0 | 0
Low-grade industrial/ commercial - supermarkets | Large Food Stores (750 - 2500m2) | Supermarket 1165 | 23 | 1295 | 316 | 409.22 | 69.6902 | 104.5352 | 0.61049 | 0 | 0 | 0 | 0
Low-grade industrial/ commercial - supermarkets | Large Food Stores (750 - 2500m2) | Supermarket 1166 | 23 | 1295.3 | 316 | 409.3148 | 69.7063 | 104.5595 | 0.61063 | 0 | 0 | 0 | 0
Low-grade industrial/ commercial - supermarkets | Large Food Stores (750 - 2500m2) | Supermarket 1167 | 23 | 1295.9 | 316 | 409.5044 | 69.7386 | 104.6079 | 0.61091 | 0 | 0 | 0 | 0
Low-grade industrial/ commercial - supermarkets | Large Food Stores (750 - 2500m2) | Supermarket 1168 | 23 | 1296.36 | 316 | 409.6498 | 69.7634 | 104.645 | 0.61113 | 0 | 0 | 0 | 0
Low-grade industrial/ commercial - supermarkets | Large Food Stores (750 - 2500m2) | Supermarket 1169 | 23 | 1297 | 316 | 409.852 | 69.7978 | 104.6967 | 0.61143 | 0 | 0 | 0 | 0
Low-grade industrial/ commercial - supermarkets | Large Food Stores (750 - 2500m2) | Supermarket 1170 | 23 | 1298 | 316 | 410.168 | 69.8516 | 104.7774 | 0.6119 | 0 | 0 | 0 | 0
Low-grade industrial/ commercial - supermarkets | Large Food Stores (750 - 2500m2) | Supermarket 1171 | 23 | 1298.6 | 316 | 410.3576 | 69.8839 | 104.8258 | 0.61218 | 0 | 0 | 0 | 0
Low-grade industrial/ commercial - supermarkets | Large Food Stores (750 - 2500m2) | Supermarket 1172 | 23 | 1298.6 | 316 | 410.3576 | 69.8839 | 104.8258 | 0.61218 | 0 | 0 | 0 | 0
Low-grade industrial/ commercial - supermarkets | Large Food Stores (750 - 2500m2) | Supermarket 1173 | 23 | 1299.3 | 316 | 410.5788 | 69.9216 | 104.8824 | 0.61251 | 0 | 0 | 0 | 0
Low-grade industrial/ commercial - supermarkets | Large Food Stores (750 - 2500m2) | Supermarket 1174 | 23 | 1299.42 | 316 | 410.6167 | 69.928 | 104.892 | 0.61257 | 0 | 0 | 0 | 0
Low-grade industrial/ commercial - supermarkets | Retail Warehouses and Foodstores | Supermarket 1175 | 23 | 1299.99 | 316 | 410.7968 | 69.9587 | 104.9381 | 0.61284 | 0 | 0 | 0 | 0
Low-grade industrial/ commercial - supermarkets | Large Food Stores (750 - 2500m2) | Supermarket 1176 | 23 | 1300 | 316 | 410.8 | 69.9592 | 104.9389 | 0.61284 | 0 | 0 | 0 | 0
Low-grade industrial/ commercial - supermarkets | Large Food Stores (750 - 2500m2) | Supermarket 1177 | 23 | 1300 | 316 | 410.8 | 69.9592 | 104.9389 | 0.61284 | 0 | 0 | 0 | 0
Low-grade industrial/ commercial - supermarkets | Large Food Stores (750 - 2500m2) | Supermarket 1178 | 23 | 1300.3 | 316 | 410.8948 | 69.9754 | 104.9631 | 0.61298 | 0 | 0 | 0 | 0
Low-grade industrial/ commercial - supermarkets | Large Food Stores (750 - 2500m2) | Supermarket 1179 | 23 | 1301.14 | 316 | 411.1602 | 70.0206 | 105.0309 | 0.61338 | 0 | 0 | 0 | 0
Low-grade industrial/ commercial - supermarkets | Large Food Stores (750 - 2500m2) | Supermarket 1180 | 23 | 1301.3 | 316 | 411.2108 | 70.0292 | 105.0438 | 0.61346 | 0 | 0 | 0 | 0
Low-grade industrial/ commercial - supermarkets | Large Food Stores (750 - 2500m2) | Supermarket 1181 | 23 | 1301.4 | 316 | 411.2424 | 70.0346 | 105.0519 | 0.6135 | 0 | 0 | 0 | 0
Low-grade industrial/ commercial - supermarkets | Large Food Stores (750 - 2500m2) | Supermarket 1182 | 23 | 1301.72 | 316 | 411.3435 | 70.0518 | 105.0777 | 0.61365 | 0 | 0 | 0 | 0
Low-grade industrial/ commercial - supermarkets | Large Shops (750 - 1850m2) | Supermarket 1183 | 23 | 1302.63 | 316 | 411.6311 | 70.1008 | 105.1512 | 0.61408 | 0 | 0 | 0 | 0
Low-grade industrial/ commercial - supermarkets | Large Food Stores (750 - 2500m2) | Supermarket 1184 | 23 | 1302.7 | 316 | 411.6532 | 70.1045 | 105.1568 | 0.61412 | 0 | 0 | 0 | 0
Low-grade industrial/ commercial - supermarkets | Large Food Stores (750 - 2500m2) | Supermarket 1185 | 23 | 1302.8 | 316 | 411.6848 | 70.1099 | 105.1649 | 0.61416 | 0 | 0 | 0 | 0
Low-grade industrial/ commercial - supermarkets | Large Food Stores (750 - 2500m2) | Supermarket 1186 | 23 | 1303 | 316 | 411.748 | 70.1207 | 105.181 | 0.61426 | 0 | 0 | 0 | 0
Low-grade industrial/ commercial - supermarkets | Large Food Stores (750 - 2500m2) | Supermarket 1187 | 23 | 1303.1 | 316 | 411.7796 | 70.1261 | 105.1891 | 0.6143 | 0 | 0 | 0 | 0
Low-grade industrial/ commercial - supermarkets | Large Food Stores (750 - 2500m2) | Supermarket 1188 | 23 | 1303.2 | 316 | 411.8112 | 70.1314 | 105.1972 | 0.61435 | 0 | 0 | 0 | 0
Low-grade industrial/ commercial - supermarkets | Large Food Stores (750 - 2500m2) | Supermarket 1189 | 23 | 1304 | 316 | 412.064 | 70.1745 | 105.2617 | 0.61473 | 0 | 0 | 0 | 0
Low-grade industrial/ commercial - supermarkets | Large Food Stores (750 - 2500m2) | Supermarket 1190 | 23 | 1304 | 316 | 412.064 | 70.1745 | 105.2617 | 0.61473 | 0 | 0 | 0 | 0
Low-grade industrial/ commercial - supermarkets | Large Food Stores (750 - 2500m2) | Supermarket 1191 | 23 | 1305 | 316 | 412.38 | 70.2283 | 105.3425 | 0.6152 | 0 | 0 | 0 | 0
Low-grade industrial/ commercial - supermarkets | Large Food Stores (750 - 2500m2) | Supermarket 1192 | 23 | 1305 | 316 | 412.38 | 70.2283 | 105.3425 | 0.6152 | 0 | 0 | 0 | 0
Low-grade industrial/ commercial - supermarkets | Large Food Stores (750 - 2500m2) | Supermarket 1193 | 23 | 1305.1 | 316 | 412.4116 | 70.2337 | 105.3505 | 0.61525 | 0 | 0 | 0 | 0
Low-grade industrial/ commercial - supermarkets | Large Food Stores (750 - 2500m2) | Supermarket 1194 | 23 | 1305.7 | 316 | 412.6012 | 70.266 | 105.399 | 0.61553 | 0 | 0 | 0 | 0
Low-grade industrial/ commercial - supermarkets | Large Food Stores (750 - 2500m2) | Supermarket 1195 | 23 | 1306.3 | 316 | 412.7908 | 70.2983 | 105.4474 | 0.61581 | 0 | 0 | 0 | 0
Low-grade industrial/ commercial - supermarkets | Large Food Stores (750 - 2500m2) | Supermarket 1196 | 23 | 1306.5 | 316 | 412.854 | 70.309 | 105.4636 | 0.61591 | 0 | 0 | 0 | 0
Low-grade industrial/ commercial - supermarkets | Large Food Stores (750 - 2500m2) | Supermarket 1197 | 23 | 1306.6 | 316 | 412.8856 | 70.3144 | 105.4716 | 0.61595 | 0 | 0 | 0 | 0
Low-grade industrial/ commercial - supermarkets | Large Food Stores (750 - 2500m2) | Supermarket 1198 | 23 | 1307.1 | 316 | 413.0436 | 70.3413 | 105.512 | 0.61619 | 0 | 0 | 0 | 0
Low-grade industrial/ commercial - supermarkets | Large Food Stores (750 - 2500m2) | Supermarket 1199 | 23 | 1307.2 | 316 | 413.0752 | 70.3467 | 105.5201 | 0.61624 | 0 | 0 | 0 | 0
Low-grade industrial/ commercial - supermarkets | Large Food Stores (750 - 2500m2) | Supermarket 1200 | 23 | 1307.6 | 316 | 413.2016 | 70.3682 | 105.5523 | 0.61643 | 0 | 0 | 0 | 0
Low-grade industrial/ commercial - supermarkets | Large Shops (750 - 1850m2) | Supermarket 1201 | 23 | 1307.6125 | 316 | 413.2056 | 70.3689 | 105.5534 | 0.61643 | 0 | 0 | 0 | 0
Low-grade industrial/ commercial - supermarkets | Large Food Stores (750 - 2500m2) | Supermarket 1202 | 23 | 1308 | 316 | 413.328 | 70.3898 | 105.5846 | 0.61661 | 0 | 0 | 0 | 0
Low-grade industrial/ commercial - supermarkets | Large Food Stores (750 - 2500m2) | Supermarket 1203 | 23 | 1308.1 | 316 | 413.3596 | 70.3951 | 105.5927 | 0.61666 | 0 | 0 | 0 | 0
Low-grade industrial/ commercial - supermarkets | Large Food Stores (750 - 2500m2) | Supermarket 1204 | 23 | 1308.6 | 316 | 413.5176 | 70.422 | 105.6331 | 0.6169 | 0 | 0 | 0 | 0
Low-grade industrial/ commercial - supermarkets | Large Food Stores (750 - 2500m2) | Supermarket 1205 | 23 | 1308.6 | 316 | 413.5176 | 70.422 | 105.6331 | 0.6169 | 0 | 0 | 0 | 0
Low-grade industrial/ commercial - supermarkets | Large Food Stores (750 - 2500m2) | Supermarket 1206 | 23 | 1308.82 | 316 | 413.5871 | 70.4339 | 105.6508 | 0.617 | 0 | 0 | 0 | 0
Low-grade industrial/ commercial - supermarkets | Large Food Stores (750 - 2500m2) | Supermarket 1207 | 23 | 1309.38 | 316 | 413.7641 | 70.464 | 105.696 | 0.61726 | 0 | 0 | 0 | 0
Low-grade industrial/ commercial - supermarkets | Large Food Stores (750 - 2500m2) | Supermarket 1208 | 23 | 1309.99 | 316 | 413.9568 | 70.4968 | 105.7453 | 0.61755 | 0 | 0 | 0 | 0
Low-grade industrial/ commercial - supermarkets | Large Food Stores (750 - 2500m2) | Supermarket 1209 | 23 | 1310 | 316 | 413.96 | 70.4974 | 105.7461 | 0.61756 | 0 | 0 | 0 | 0
Low-grade industrial/ commercial - supermarkets | Large Food Stores (750 - 2500m2) | Supermarket 1210 | 23 | 1310.2 | 316 | 414.0232 | 70.5082 | 105.7622 | 0.61765 | 0 | 0 | 0 | 0
Low-grade industrial/ commercial - supermarkets | Large Food Stores (750 - 2500m2) | Supermarket 1211 | 23 | 1310.23 | 316 | 414.0327 | 70.5098 | 105.7646 | 0.61767 | 0 | 0 | 0 | 0
Low-grade industrial/ commercial - supermarkets | Large Food Stores (750 - 2500m2) | Supermarket 1212 | 23 | 1310.3 | 316 | 414.0548 | 70.5135 | 105.7703 | 0.6177 | 0 | 0 | 0 | 0
Low-grade industrial/ commercial - supermarkets | Large Food Stores (750 - 2500m2) | Supermarket 1213 | 23 | 1310.4 | 316 | 414.0864 | 70.5189 | 105.7784 | 0.61775 | 0 | 0 | 0 | 0
Low-grade industrial/ commercial - supermarkets | Large Food Stores (750 - 2500m2) | Supermarket 1214 | 23 | 1310.61 | 316 | 414.1528 | 70.5302 | 105.7953 | 0.61784 | 0 | 0 | 0 | 0
Low-grade industrial/ commercial - supermarkets | Large Food Stores (750 - 2500m2) | Supermarket 1215 | 23 | 1311 | 316 | 414.276 | 70.5512 | 105.8268 | 0.61803 | 0 | 0 | 0 | 0
Low-grade industrial/ commercial - supermarkets | Large Food Stores (750 - 2500m2) | Supermarket 1216 | 23 | 1311.05 | 316 | 414.2918 | 70.5539 | 105.8308 | 0.61805 | 0 | 0 | 0 | 0
Low-grade industrial/ commercial - supermarkets | Large Food Stores (750 - 2500m2) | Supermarket 1217 | 23 | 1311.64 | 316 | 414.4782 | 70.5856 | 105.8785 | 0.61833 | 0 | 0 | 0 | 0
Low-grade industrial/ commercial - supermarkets | Large Food Stores (750 - 2500m2) | Supermarket 1218 | 23 | 1311.66 | 316 | 414.4846 | 70.5867 | 105.8801 | 0.61834 | 0 | 0 | 0 | 0
Low-grade industrial/ commercial - supermarkets | Large Food Stores (750 - 2500m2) | Supermarket 1219 | 23 | 1311.92 | 316 | 414.5667 | 70.6007 | 105.9011 | 0.61846 | 0 | 0 | 0 | 0
Low-grade industrial/ commercial - supermarkets | Large Food Stores (750 - 2500m2) | Supermarket 1220 | 23 | 1312.7 | 316 | 414.8132 | 70.6427 | 105.964 | 0.61883 | 0 | 0 | 0 | 0
Low-grade industrial/ commercial - supermarkets | Large Food Stores (750 - 2500m2) | Supermarket 1221 | 23 | 1313.6 | 316 | 415.0976 | 70.6911 | 106.0367 | 0.61925 | 0 | 0 | 0 | 0
Low-grade industrial/ commercial - supermarkets | Large Food Stores (750 - 2500m2) | Supermarket 1222 | 23 | 1313.7 | 316 | 415.1292 | 70.6965 | 106.0448 | 0.6193 | 0 | 0 | 0 | 0
Low-grade industrial/ commercial - supermarkets | Large Food Stores (750 - 2500m2) | Supermarket 1223 | 23 | 1314.08 | 316 | 415.2493 | 70.717 | 106.0754 | 0.61948 | 0 | 0 | 0 | 0
Low-grade industrial/ commercial - supermarkets | Large Food Stores (750 - 2500m2) | Supermarket 1224 | 23 | 1314.1 | 316 | 415.2556 | 70.718 | 106.077 | 0.61949 | 0 | 0 | 0 | 0
Low-grade industrial/ commercial - supermarkets | Large Food Stores (750 - 2500m2) | Supermarket 1225 | 23 | 1314.3 | 316 | 415.3188 | 70.7288 | 106.0932 | 0.61958 | 0 | 0 | 0 | 0
Low-grade industrial/ commercial - supermarkets | Large Food Stores (750 - 2500m2) | Supermarket 1226 | 23 | 1315 | 316 | 415.54 | 70.7665 | 106.1497 | 0.61991 | 0 | 0 | 0 | 0
Low-grade industrial/ commercial - supermarkets | Large Food Stores (750 - 2500m2) | Supermarket 1227 | 23 | 1315 | 316 | 415.54 | 70.7665 | 106.1497 | 0.61991 | 0 | 0 | 0 | 0
Low-grade industrial/ commercial - supermarkets | Large Food Stores (750 - 2500m2) | Supermarket 1228 | 23 | 1315.57 | 316 | 415.7201 | 70.7971 | 106.1957 | 0.62018 | 0 | 0 | 0 | 0
Low-grade industrial/ commercial - supermarkets | Large Food Stores (750 - 2500m2) | Supermarket 1229 | 23 | 1315.93 | 316 | 415.8339 | 70.8165 | 106.2248 | 0.62035 | 0 | 0 | 0 | 0
Low-grade industrial/ commercial - supermarkets | Large Food Stores (750 - 2500m2) | Supermarket 1230 | 23 | 1316.46 | 316 | 416.0014 | 70.845 | 106.2675 | 0.6206 | 0 | 0 | 0 | 0
Low-grade industrial/ commercial - supermarkets | Large Food Stores (750 - 2500m2) | Supermarket 1231 | 23 | 1317.2 | 316 | 416.2352 | 70.8849 | 106.3273 | 0.62095 | 0 | 0 | 0 | 0
Low-grade industrial/ commercial - supermarkets | Large Food Stores (750 - 2500m2) | Supermarket 1232 | 23 | 1317.6 | 316 | 416.3616 | 70.9064 | 106.3596 | 0.62114 | 0 | 0 | 0 | 0
Low-grade industrial/ commercial - supermarkets | Food Stores | Supermarket 1233 | 23 | 1317.875 | 316 | 416.4485 | 70.9212 | 106.3818 | 0.62127 | 0 | 0 | 0 | 0
Low-grade industrial/ commercial - supermarkets | Large Food Stores (750 - 2500m2) | Supermarket 1234 | 23 | 1317.9 | 316 | 416.4564 | 70.9225 | 106.3838 | 0.62128 | 0 | 0 | 0 | 0
Low-grade industrial/ commercial - supermarkets | Large Food Stores (750 - 2500m2) | Supermarket 1235 | 23 | 1317.9 | 316 | 416.4564 | 70.9225 | 106.3838 | 0.62128 | 0 | 0 | 0 | 0
Low-grade industrial/ commercial - supermarkets | Large Food Stores (750 - 2500m2) | Supermarket 1236 | 23 | 1318.6 | 316 | 416.6776 | 70.9602 | 106.4403 | 0.62161 | 0 | 0 | 0 | 0
Low-grade industrial/ commercial - supermarkets | Large Food Stores (750 - 2500m2) | Supermarket 1237 | 23 | 1318.78 | 316 | 416.7345 | 70.9699 | 106.4548 | 0.6217 | 0 | 0 | 0 | 0
Low-grade industrial/ commercial - supermarkets | Large Food Stores (750 - 2500m2) | Supermarket 1238 | 23 | 1318.8 | 316 | 416.7408 | 70.971 | 106.4564 | 0.62171 | 0 | 0 | 0 | 0
Low-grade industrial/ commercial - supermarkets | Large Food Stores (750 - 2500m2) | Supermarket 1239 | 23 | 1319.03 | 316 | 416.8135 | 70.9833 | 106.475 | 0.62181 | 0 | 0 | 0 | 0
Low-grade industrial/ commercial - supermarkets | Large Food Stores (750 - 2500m2) | Supermarket 1240 | 23 | 1320.59 | 316 | 417.3064 | 71.0673 | 106.6009 | 0.62255 | 0 | 0 | 0 | 0
Low-grade industrial/ commercial - supermarkets | Large Food Stores (750 - 2500m2) | Supermarket 1241 | 23 | 1321 | 316 | 417.436 | 71.0894 | 106.634 | 0.62274 | 0 | 0 | 0 | 0
Low-grade industrial/ commercial - supermarkets | Large Food Stores (750 - 2500m2) | Supermarket 1242 | 23 | 1321.2 | 316 | 417.4992 | 71.1001 | 106.6502 | 0.62284 | 0 | 0 | 0 | 0
Low-grade industrial/ commercial - supermarkets | Large Food Stores (750 - 2500m2) | Supermarket 1243 | 23 | 1321.6 | 316 | 417.6256 | 71.1216 | 106.6825 | 0.62303 | 0 | 0 | 0 | 0
Low-grade industrial/ commercial - supermarkets | Large Food Stores (750 - 2500m2) | Supermarket 1244 | 23 | 1321.9 | 316 | 417.7204 | 71.1378 | 106.7067 | 0.62317 | 0 | 0 | 0 | 0
Low-grade industrial/ commercial - supermarkets | Shops | Supermarket 1245 | 23 | 1322.225 | 316 | 417.8231 | 71.1553 | 106.7329 | 0.62332 | 0 | 0 | 0 | 0
Low-grade industrial/ commercial - supermarkets | Large Food Stores (750 - 2500m2) | Supermarket 1246 | 23 | 1322.28 | 316 | 417.8405 | 71.1582 | 106.7374 | 0.62335 | 0 | 0 | 0 | 0
Low-grade industrial/ commercial - supermarkets | Large Food Stores (750 - 2500m2) | Supermarket 1247 | 23 | 1322.4 | 316 | 417.8784 | 71.1647 | 106.747 | 0.6234 | 0 | 0 | 0 | 0
Low-grade industrial/ commercial - supermarkets | Large Food Stores (750 - 2500m2) | Supermarket 1248 | 23 | 1322.46 | 316 | 417.8974 | 71.1679 | 106.7519 | 0.62343 | 0 | 0 | 0 | 0
Low-grade industrial/ commercial - supermarkets | Large Food Stores (750 - 2500m2) | Supermarket 1249 | 23 | 1322.49 | 316 | 417.9068 | 71.1695 | 106.7543 | 0.62345 | 0 | 0 | 0 | 0
Low-grade industrial/ commercial - supermarkets | Large Food Stores (750 - 2500m2) | Supermarket 1250 | 23 | 1322.9 | 316 | 418.0364 | 71.1916 | 106.7874 | 0.62364 | 0 | 0 | 0 | 0
Low-grade industrial/ commercial - supermarkets | Large Food Stores (750 - 2500m2) | Supermarket 1251 | 23 | 1323.09 | 316 | 418.0964 | 71.2018 | 106.8027 | 0.62373 | 0 | 0 | 0 | 0
Low-grade industrial/ commercial - supermarkets | Large Food Stores (750 - 2500m2) | Supermarket 1252 | 23 | 1323.2 | 316 | 418.1312 | 71.2077 | 106.8116 | 0.62378 | 0 | 0 | 0 | 0
Low-grade industrial/ commercial - supermarkets | Large Food Stores (750 - 2500m2) | Supermarket 1253 | 23 | 1323.84 | 316 | 418.3334 | 71.2422 | 106.8633 | 0.62408 | 0 | 0 | 0 | 0
Low-grade industrial/ commercial - supermarkets | Large Food Stores (750 - 2500m2) | Supermarket 1254 | 23 | 1323.9 | 316 | 418.3524 | 71.2454 | 106.8681 | 0.62411 | 0 | 0 | 0 | 0
Low-grade industrial/ commercial - supermarkets | Large Food Stores (750 - 2500m2) | Supermarket 1255 | 23 | 1324.325 | 316 | 418.4867 | 71.2683 | 106.9024 | 0.62431 | 0 | 0 | 0 | 0
Low-grade industrial/ commercial - supermarkets | Large Food Stores (750 - 2500m2) | Supermarket 1256 | 23 | 1324.4 | 316 | 418.5104 | 71.2723 | 106.9085 | 0.62435 | 0 | 0 | 0 | 0
Low-grade industrial/ commercial - supermarkets | Large Food Stores (750 - 2500m2) | Supermarket 1257 | 23 | 1324.49 | 316 | 418.5388 | 71.2772 | 106.9157 | 0.62439 | 0 | 0 | 0 | 0
Low-grade industrial/ commercial - supermarkets | Large Food Stores (750 - 2500m2) | Supermarket 1258 | 23 | 1324.5 | 316 | 418.542 | 71.2777 | 106.9166 | 0.62439 | 0 | 0 | 0 | 0
Low-grade industrial/ commercial - supermarkets | Large Food Stores (750 - 2500m2) | Supermarket 1259 | 23 | 1324.6 | 316 | 418.5736 | 71.2831 | 106.9246 | 0.62444 | 0 | 0 | 0 | 0
Low-grade industrial/ commercial - supermarkets | Large Food Stores (750 - 2500m2) | Supermarket 1260 | 23 | 1324.7 | 316 | 418.6052 | 71.2885 | 106.9327 | 0.62449 | 0 | 0 | 0 | 0
Low-grade industrial/ commercial - supermarkets | Large Food Stores (750 - 2500m2) | Supermarket 1261 | 23 | 1324.8 | 316 | 418.6368 | 71.2938 | 106.9408 | 0.62453 | 0 | 0 | 0 | 0
Low-grade industrial/ commercial - supermarkets | Large Food Stores (750 - 2500m2) | Supermarket 1262 | 23 | 1324.94 | 316 | 418.681 | 71.3014 | 106.9521 | 0.6246 | 0 | 0 | 0 | 0
Low-grade industrial/ commercial - supermarkets | Large Food Stores (750 - 2500m2) | Supermarket 1263 | 23 | 1325.1 | 316 | 418.7316 | 71.31 | 106.965 | 0.62468 | 0 | 0 | 0 | 0
Low-grade industrial/ commercial - supermarkets | Large Food Stores (750 - 2500m2) | Supermarket 1264 | 23 | 1325.2 | 316 | 418.7632 | 71.3154 | 106.9731 | 0.62472 | 0 | 0 | 0 | 0
Low-grade industrial/ commercial - supermarkets | Large Food Stores (750 - 2500m2) | Supermarket 1265 | 23 | 1325.5 | 316 | 418.858 | 71.3315 | 106.9973 | 0.62486 | 0 | 0 | 0 | 0
Low-grade industrial/ commercial - supermarkets | Large Food Stores (750 - 2500m2) | Supermarket 1266 | 23 | 1325.72 | 316 | 418.9275 | 71.3434 | 107.015 | 0.62497 | 0 | 0 | 0 | 0
Low-grade industrial/ commercial - supermarkets | Large Food Stores (750 - 2500m2) | Supermarket 1267 | 23 | 1325.9 | 316 | 418.9844 | 71.353 | 107.0296 | 0.62505 | 0 | 0 | 0 | 0
Low-grade industrial/ commercial - supermarkets | Large Food Stores (750 - 2500m2) | Supermarket 1268 | 23 | 1326.1 | 316 | 419.0476 | 71.3638 | 107.0457 | 0.62515 | 0 | 0 | 0 | 0
Low-grade industrial/ commercial - supermarkets | Large Food Stores (750 - 2500m2) | Supermarket 1269 | 23 | 1327.11 | 316 | 419.3668 | 71.4182 | 107.1272 | 0.62562 | 0 | 0 | 0 | 0
Low-grade industrial/ commercial - supermarkets | Large Food Stores (750 - 2500m2) | Supermarket 1270 | 23 | 1327.2 | 316 | 419.3952 | 71.423 | 107.1345 | 0.62567 | 0 | 0 | 0 | 0
Low-grade industrial/ commercial - supermarkets | Large Food Stores (750 - 2500m2) | Supermarket 1271 | 23 | 1327.21 | 316 | 419.3984 | 71.4235 | 107.1353 | 0.62567 | 0 | 0 | 0 | 0
Low-grade industrial/ commercial - supermarkets | Large Food Stores (750 - 2500m2) | Supermarket 1272 | 23 | 1327.3 | 316 | 419.4268 | 71.4284 | 107.1426 | 0.62571 | 0 | 0 | 0 | 0
Low-grade industrial/ commercial - supermarkets | Large Food Stores (750 - 2500m2) | Supermarket 1273 | 23 | 1327.62 | 316 | 419.5279 | 71.4456 | 107.1684 | 0.62586 | 0 | 0 | 0 | 0
Low-grade industrial/ commercial - supermarkets | Large Food Stores (750 - 2500m2) | Supermarket 1274 | 23 | 1328.8 | 316 | 419.9008 | 71.5091 | 107.2637 | 0.62642 | 0 | 0 | 0 | 0
Low-grade industrial/ commercial - supermarkets | Food Stores | Supermarket 1275 | 23 | 1329.5 | 316 | 420.122 | 71.5468 | 107.3202 | 0.62675 | 0 | 0 | 0 | 0
Low-grade industrial/ commercial - supermarkets | Large Food Stores (750 - 2500m2) | Supermarket 1276 | 23 | 1329.7 | 316 | 420.1852 | 71.5575 | 107.3363 | 0.62684 | 0 | 0 | 0 | 0
Low-grade industrial/ commercial - supermarkets | Large Food Stores (750 - 2500m2) | Supermarket 1277 | 23 | 1330 | 316 | 420.28 | 71.5737 | 107.3605 | 0.62699 | 0 | 0 | 0 | 0
Low-grade industrial/ commercial - supermarkets | Large Food Stores (750 - 2500m2) | Supermarket 1278 | 23 | 1330.83 | 316 | 420.5423 | 71.6184 | 107.4275 | 0.62738 | 0 | 0 | 0 | 0
Low-grade industrial/ commercial - supermarkets | Large Food Stores (750 - 2500m2) | Supermarket 1279 | 23 | 1331 | 316 | 420.596 | 71.6275 | 107.4412 | 0.62746 | 0 | 0 | 0 | 0
Low-grade industrial/ commercial - supermarkets | Large Food Stores (750 - 2500m2) | Supermarket 1280 | 23 | 1331.22 | 316 | 420.6655 | 71.6393 | 107.459 | 0.62756 | 0 | 0 | 0 | 0
Low-grade industrial/ commercial - supermarkets | Large Food Stores (750 - 2500m2) | Supermarket 1281 | 23 | 1331.8 | 316 | 420.8488 | 71.6706 | 107.5058 | 0.62783 | 0 | 0 | 0 | 0
Low-grade industrial/ commercial - supermarkets | Large Food Stores (750 - 2500m2) | Supermarket 1282 | 23 | 1332 | 316 | 420.912 | 71.6813 | 107.522 | 0.62793 | 0 | 0 | 0 | 0
Low-grade industrial/ commercial - supermarkets | Large Food Stores (750 - 2500m2) | Supermarket 1283 | 23 | 1332.46 | 316 | 421.0574 | 71.7061 | 107.5591 | 0.62815 | 0 | 0 | 0 | 0
Low-grade industrial/ commercial - supermarkets | Large Food Stores (750 - 2500m2) | Supermarket 1284 | 23 | 1332.5 | 316 | 421.07 | 71.7082 | 107.5623 | 0.62816 | 0 | 0 | 0 | 0
Low-grade industrial/ commercial - supermarkets | Large Food Stores (750 - 2500m2) | Supermarket 1285 | 23 | 1332.5 | 316 | 421.07 | 71.7082 | 107.5623 | 0.62816 | 0 | 0 | 0 | 0
Low-grade industrial/ commercial - supermarkets | Large Food Stores (750 - 2500m2) | Supermarket 1286 | 23 | 1332.67 | 316 | 421.1237 | 71.7174 | 107.5761 | 0.62824 | 0 | 0 | 0 | 0
Low-grade industrial/ commercial - supermarkets | Large Food Stores (750 - 2500m2) | Supermarket 1287 | 23 | 1332.73 | 316 | 421.1427 | 71.7206 | 107.5809 | 0.62827 | 0 | 0 | 0 | 0
Low-grade industrial/ commercial - supermarkets | Large Food Stores (750 - 2500m2) | Supermarket 1288 | 23 | 1332.8 | 316 | 421.1648 | 71.7244 | 107.5865 | 0.62831 | 0 | 0 | 0 | 0
Low-grade industrial/ commercial - supermarkets | Large Food Stores (750 - 2500m2) | Supermarket 1289 | 23 | 1333 | 316 | 421.228 | 71.7351 | 107.6027 | 0.6284 | 0 | 0 | 0 | 0
Low-grade industrial/ commercial - supermarkets | Large Food Stores (750 - 2500m2) | Supermarket 1290 | 23 | 1333.2 | 316 | 421.2912 | 71.7459 | 107.6188 | 0.62849 | 0 | 0 | 0 | 0
Low-grade industrial/ commercial - supermarkets | Large Food Stores (750 - 2500m2) | Supermarket 1291 | 23 | 1334.17 | 316 | 421.5977 | 71.7981 | 107.6971 | 0.62895 | 0 | 0 | 0 | 0
Low-grade industrial/ commercial - supermarkets | Large Food Stores (750 - 2500m2) | Supermarket 1292 | 23 | 1334.3 | 316 | 421.6388 | 71.8051 | 107.7076 | 0.62901 | 0 | 0 | 0 | 0
Low-grade industrial/ commercial - supermarkets | Large Food Stores (750 - 2500m2) | Supermarket 1293 | 23 | 1334.31 | 316 | 421.642 | 71.8056 | 107.7084 | 0.62902 | 0 | 0 | 0 | 0
Low-grade industrial/ commercial - supermarkets | Food Stores | Supermarket 1294 | 23 | 1334.33 | 316 | 421.6483 | 71.8067 | 107.7101 | 0.62903 | 0 | 0 | 0 | 0
Low-grade industrial/ commercial - supermarkets | Large Food Stores (750 - 2500m2) | Supermarket 1295 | 23 | 1334.42 | 316 | 421.6767 | 71.8115 | 107.7173 | 0.62907 | 0 | 0 | 0 | 0
Low-grade industrial/ commercial - supermarkets | Large Food Stores (750 - 2500m2) | Supermarket 1296 | 23 | 1334.55 | 316 | 421.7178 | 71.8185 | 107.7278 | 0.62913 | 0 | 0 | 0 | 0
Low-grade industrial/ commercial - supermarkets | Large Food Stores (750 - 2500m2) | Supermarket 1297 | 23 | 1334.68 | 316 | 421.7589 | 71.8255 | 107.7383 | 0.62919 | 0 | 0 | 0 | 0
Low-grade industrial/ commercial - supermarkets | Large Food Stores (750 - 2500m2) | Supermarket 1298 | 23 | 1334.83 | 316 | 421.8063 | 71.8336 | 107.7504 | 0.62926 | 0 | 0 | 0 | 0
Low-grade industrial/ commercial - supermarkets | Large Food Stores (750 - 2500m2) | Supermarket 1299 | 23 | 1335.54 | 316 | 422.0306 | 71.8718 | 107.8077 | 0.6296 | 0 | 0 | 0 | 0
Low-grade industrial/ commercial - supermarkets | Large Food Stores (750 - 2500m2) | Supermarket 1300 | 23 | 1335.99 | 316 | 422.1728 | 71.896 | 107.8441 | 0.62981 | 0 | 0 | 0 | 0
Low-grade industrial/ commercial - supermarkets | Large Food Stores (750 - 2500m2) | Supermarket 1301 | 23 | 1336.31 | 316 | 422.274 | 71.9133 | 107.8699 | 0.62996 | 0 | 0 | 0 | 0
Low-grade industrial/ commercial - supermarkets | Large Food Stores (750 - 2500m2) | Supermarket 1302 | 23 | 1336.5 | 316 | 422.334 | 71.9235 | 107.8852 | 0.63005 | 0 | 0 | 0 | 0
Low-grade industrial/ commercial - supermarkets | Large Food Stores (750 - 2500m2) | Supermarket 1303 | 23 | 1336.9 | 316 | 422.4604 | 71.945 | 107.9175 | 0.63024 | 0 | 0 | 0 | 0
Low-grade industrial/ commercial - supermarkets | Large Food Stores (750 - 2500m2) | Supermarket 1304 | 23 | 1337 | 316 | 422.492 | 71.9504 | 107.9256 | 0.63029 | 0 | 0 | 0 | 0
Low-grade industrial/ commercial - supermarkets | Large Food Stores (750 - 2500m2) | Supermarket 1305 | 23 | 1337.4 | 316 | 422.6184 | 71.9719 | 107.9579 | 0.63047 | 0 | 0 | 0 | 0
Low-grade industrial/ commercial - supermarkets | Large Food Stores (750 - 2500m2) | Supermarket 1306 | 23 | 1337.6 | 316 | 422.6816 | 71.9827 | 107.974 | 0.63057 | 0 | 0 | 0 | 0
Low-grade industrial/ commercial - supermarkets | Large Food Stores (750 - 2500m2) | Supermarket 1307 | 23 | 1338 | 316 | 422.808 | 72.0042 | 108.0063 | 0.63076 | 0 | 0 | 0 | 0
Low-grade industrial/ commercial - supermarkets | Large Food Stores (750 - 2500m2) | Supermarket 1308 | 23 | 1338.2 | 316 | 422.8712 | 72.015 | 108.0224 | 0.63085 | 0 | 0 | 0 | 0
Low-grade industrial/ commercial - supermarkets | Large Food Stores (750 - 2500m2) | Supermarket 1309 | 23 | 1338.3 | 316 | 422.9028 | 72.0203 | 108.0305 | 0.6309 | 0 | 0 | 0 | 0
Low-grade industrial/ commercial - supermarkets | Large Food Stores (750 - 2500m2) | Supermarket 1310 | 23 | 1338.96 | 316 | 423.1114 | 72.0559 | 108.0838 | 0.63121 | 0 | 0 | 0 | 0
Low-grade industrial/ commercial - supermarkets | Large Food Stores (750 - 2500m2) | Supermarket 1311 | 23 | 1339.45 | 316 | 423.2662 | 72.0822 | 108.1234 | 0.63144 | 0 | 0 | 0 | 0
Low-grade industrial/ commercial - supermarkets | Large Food Stores (750 - 2500m2) | Supermarket 1312 | 23 | 1339.5 | 316 | 423.282 | 72.0849 | 108.1274 | 0.63146 | 0 | 0 | 0 | 0
Low-grade industrial/ commercial - supermarkets | Large Food Stores (750 - 2500m2) | Supermarket 1313 | 23 | 1339.5 | 316 | 423.282 | 72.0849 | 108.1274 | 0.63146 | 0 | 0 | 0 | 0
Low-grade industrial/ commercial - supermarkets | Large Food Stores (750 - 2500m2) | Supermarket 1314 | 23 | 1339.6 | 316 | 423.3136 | 72.0903 | 108.1355 | 0.63151 | 0 | 0 | 0 | 0
Low-grade industrial/ commercial - supermarkets | Large Food Stores (750 - 2500m2) | Supermarket 1315 | 23 | 1340 | 316 | 423.44 | 72.1118 | 108.1677 | 0.6317 | 0 | 0 | 0 | 0
Low-grade industrial/ commercial - supermarkets | Large Food Stores (750 - 2500m2) | Supermarket 1316 | 23 | 1340.02 | 316 | 423.4463 | 72.1129 | 108.1694 | 0.63171 | 0 | 0 | 0 | 0
Low-grade industrial/ commercial - supermarkets | Large Food Stores (750 - 2500m2) | Supermarket 1317 | 23 | 1340.3 | 316 | 423.5348 | 72.128 | 108.192 | 0.63184 | 0 | 0 | 0 | 0
Low-grade industrial/ commercial - supermarkets | Large Food Stores (750 - 2500m2) | Supermarket 1318 | 23 | 1340.8 | 316 | 423.6928 | 72.1549 | 108.2323 | 0.63208 | 0 | 0 | 0 | 0
Low-grade industrial/ commercial - supermarkets | Large Food Stores (750 - 2500m2) | Supermarket 1319 | 23 | 1340.97 | 316 | 423.7465 | 72.164 | 108.246 | 0.63216 | 0 | 0 | 0 | 0
Low-grade industrial/ commercial - supermarkets | Large Food Stores (750 - 2500m2) | Supermarket 1320 | 23 | 1341.3 | 316 | 423.8508 | 72.1818 | 108.2727 | 0.63231 | 0 | 0 | 0 | 0
Low-grade industrial/ commercial - supermarkets | Large Food Stores (750 - 2500m2) | Supermarket 1321 | 23 | 1341.4 | 316 | 423.8824 | 72.1872 | 108.2808 | 0.63236 | 0 | 0 | 0 | 0
Low-grade industrial/ commercial - supermarkets | Large Food Stores (750 - 2500m2) | Supermarket 1322 | 23 | 1341.45 | 316 | 423.8982 | 72.1899 | 108.2848 | 0.63238 | 0 | 0 | 0 | 0
Low-grade industrial/ commercial - supermarkets | Large Food Stores (750 - 2500m2) | Supermarket 1323 | 23 | 1341.92 | 316 | 424.0467 | 72.2152 | 108.3227 | 0.6326 | 0 | 0 | 0 | 0
Low-grade industrial/ commercial - supermarkets | Large Food Stores (750 - 2500m2) | Supermarket 1324 | 23 | 1342.14 | 316 | 424.1162 | 72.227 | 108.3405 | 0.63271 | 0 | 0 | 0 | 0
Low-grade industrial/ commercial - supermarkets | Large Food Stores (750 - 2500m2) | Supermarket 1325 | 23 | 1342.17 | 316 | 424.1257 | 72.2286 | 108.3429 | 0.63272 | 0 | 0 | 0 | 0
Low-grade industrial/ commercial - supermarkets | Large Food Stores (750 - 2500m2) | Supermarket 1326 | 23 | 1342.27 | 316 | 424.1573 | 72.234 | 108.351 | 0.63277 | 0 | 0 | 0 | 0
Low-grade industrial/ commercial - supermarkets | Large Food Stores (750 - 2500m2) | Supermarket 1327 | 23 | 1342.43 | 316 | 424.2079 | 72.2426 | 108.3639 | 0.63285 | 0 | 0 | 0 | 0
Low-grade industrial/ commercial - supermarkets | Large Food Stores (750 - 2500m2) | Supermarket 1328 | 23 | 1342.68 | 316 | 424.2869 | 72.2561 | 108.3841 | 0.63296 | 0 | 0 | 0 | 0
Low-grade industrial/ commercial - supermarkets | Large Food Stores (750 - 2500m2) | Supermarket 1329 | 23 | 1343.54 | 316 | 424.5586 | 72.3023 | 108.4535 | 0.63337 | 0 | 0 | 0 | 0
Low-grade industrial/ commercial - supermarkets | Large Food Stores (750 - 2500m2) | Supermarket 1330 | 23 | 1343.7 | 316 | 424.6092 | 72.3109 | 108.4664 | 0.63344 | 0 | 0 | 0 | 0
Low-grade industrial/ commercial - supermarkets | Large Food Stores (750 - 2500m2) | Supermarket 1331 | 23 | 1344 | 316 | 424.704 | 72.3271 | 108.4906 | 0.63359 | 0 | 0 | 0 | 0
Low-grade industrial/ commercial - supermarkets | Large Food Stores (750 - 2500m2) | Supermarket 1332 | 23 | 1344.3 | 316 | 424.7988 | 72.3432 | 108.5149 | 0.63373 | 0 | 0 | 0 | 0
Low-grade industrial/ commercial - supermarkets | Large Food Stores (750 - 2500m2) | Supermarket 1333 | 23 | 1344.6 | 316 | 424.8936 | 72.3594 | 108.5391 | 0.63387 | 0 | 0 | 0 | 0
Low-grade industrial/ commercial - supermarkets | Large Food Stores (750 - 2500m2) | Supermarket 1334 | 23 | 1344.75 | 316 | 424.941 | 72.3675 | 108.5512 | 0.63394 | 0 | 0 | 0 | 0
Low-grade industrial/ commercial - supermarkets | Large Food Stores (750 - 2500m2) | Supermarket 1335 | 23 | 1345 | 316 | 425.02 | 72.3809 | 108.5714 | 0.63406 | 0 | 0 | 0 | 0
Low-grade industrial/ commercial - supermarkets | Large Food Stores (750 - 2500m2) | Supermarket 1336 | 23 | 1345.3 | 316 | 425.1148 | 72.3971 | 108.5956 | 0.6342 | 0 | 0 | 0 | 0
Low-grade industrial/ commercial - supermarkets | Large Food Stores (750 - 2500m2) | Supermarket 1337 | 23 | 1345.31 | 316 | 425.118 | 72.3976 | 108.5964 | 0.6342 | 0 | 0 | 0 | 0
Low-grade industrial/ commercial - supermarkets | Large Food Stores (750 - 2500m2) | Supermarket 1338 | 23 | 1345.74 | 316 | 425.2538 | 72.4207 | 108.6311 | 0.63441 | 0 | 0 | 0 | 0
Low-grade industrial/ commercial - supermarkets | Large Food Stores (750 - 2500m2) | Supermarket 1339 | 23 | 1345.83 | 316 | 425.2823 | 72.4256 | 108.6384 | 0.63445 | 0 | 0 | 0 | 0
Low-grade industrial/ commercial - supermarkets | Large Food Stores (750 - 2500m2) | Supermarket 1340 | 23 | 1346.71 | 316 | 425.5604 | 72.4729 | 108.7094 | 0.63486 | 0 | 0 | 0 | 0
Low-grade industrial/ commercial - supermarkets | Large Food Stores (750 - 2500m2) | Supermarket 1341 | 23 | 1347.6 | 316 | 425.8416 | 72.5208 | 108.7812 | 0.63528 | 0 | 0 | 0 | 0
Low-grade industrial/ commercial - supermarkets | Large Food Stores (750 - 2500m2) | Supermarket 1342 | 23 | 1347.9 | 316 | 425.9364 | 72.537 | 108.8055 | 0.63542 | 0 | 0 | 0 | 0
Low-grade industrial/ commercial - supermarkets | Large Food Stores (750 - 2500m2) | Supermarket 1343 | 23 | 1348.04 | 316 | 425.9806 | 72.5445 | 108.8168 | 0.63549 | 0 | 0 | 0 | 0
Low-grade industrial/ commercial - supermarkets | Large Food Stores (750 - 2500m2) | Supermarket 1344 | 23 | 1348.3 | 316 | 426.0628 | 72.5585 | 108.8377 | 0.63561 | 0 | 0 | 0 | 0
Low-grade industrial/ commercial - supermarkets | Large Food Stores (750 - 2500m2) | Supermarket 1345 | 23 | 1348.4 | 316 | 426.0944 | 72.5639 | 108.8458 | 0.63566 | 0 | 0 | 0 | 0
Low-grade industrial/ commercial - supermarkets | Large Food Stores (750 - 2500m2) | Supermarket 1346 | 23 | 1348.48 | 316 | 426.1197 | 72.5682 | 108.8523 | 0.6357 | 0 | 0 | 0 | 0
Low-grade industrial/ commercial - supermarkets | Large Food Stores (750 - 2500m2) | Supermarket 1347 | 23 | 1348.6 | 316 | 426.1576 | 72.5746 | 108.862 | 0.63575 | 0 | 0 | 0 | 0
Low-grade industrial/ commercial - supermarkets | Large Food Stores (750 - 2500m2) | Supermarket 1348 | 23 | 1348.75 | 316 | 426.205 | 72.5827 | 108.8741 | 0.63582 | 0 | 0 | 0 | 0
Low-grade industrial/ commercial - supermarkets | Large Food Stores (750 - 2500m2) | Supermarket 1349 | 23 | 1349.18 | 316 | 426.3409 | 72.6059 | 108.9088 | 0.63603 | 0 | 0 | 0 | 0
Low-grade industrial/ commercial - supermarkets | Large Food Stores (750 - 2500m2) | Supermarket 1350 | 23 | 1349.5 | 316 | 426.442 | 72.6231 | 108.9346 | 0.63618 | 0 | 0 | 0 | 0
Low-grade industrial/ commercial - supermarkets | Large Food Stores (750 - 2500m2) | Supermarket 1351 | 23 | 1349.72 | 316 | 426.5115 | 72.6349 | 108.9524 | 0.63628 | 0 | 0 | 0 | 0
Low-grade industrial/ commercial - supermarkets | Large Food Stores (750 - 2500m2) | Supermarket 1352 | 23 | 1350 | 316 | 426.6 | 72.65 | 108.975 | 0.63641 | 0 | 0 | 0 | 0
Low-grade industrial/ commercial - supermarkets | Large Food Stores (750 - 2500m2) | Supermarket 1353 | 23 | 1350 | 316 | 426.6 | 72.65 | 108.975 | 0.63641 | 0 | 0 | 0 | 0
Low-grade industrial/ commercial - supermarkets | Large Food Stores (750 - 2500m2) | Supermarket 1354 | 23 | 1350.11 | 316 | 426.6348 | 72.6559 | 108.9838 | 0.63647 | 0 | 0 | 0 | 0
Low-grade industrial/ commercial - supermarkets | Large Food Stores (750 - 2500m2) | Supermarket 1355 | 23 | 1350.13 | 316 | 426.6411 | 72.657 | 108.9855 | 0.63648 | 0 | 0 | 0 | 0
Low-grade industrial/ commercial - supermarkets | Large Food Stores (750 - 2500m2) | Supermarket 1356 | 23 | 1350.5 | 316 | 426.758 | 72.6769 | 109.0153 | 0.63665 | 0 | 0 | 0 | 0
Low-grade industrial/ commercial - supermarkets | Large Food Stores (750 - 2500m2) | Supermarket 1357 | 23 | 1350.99 | 316 | 426.9128 | 72.7033 | 109.0549 | 0.63688 | 0 | 0 | 0 | 0
Low-grade industrial/ commercial - supermarkets | Large Food Stores (750 - 2500m2) | Supermarket 1358 | 23 | 1351.2 | 316 | 426.9792 | 72.7146 | 109.0718 | 0.63698 | 0 | 0 | 0 | 0
Low-grade industrial/ commercial - supermarkets | Large Food Stores (750 - 2500m2) | Supermarket 1359 | 23 | 1351.3 | 316 | 427.0108 | 72.7199 | 109.0799 | 0.63703 | 0 | 0 | 0 | 0
Low-grade industrial/ commercial - supermarkets | Large Food Stores (750 - 2500m2) | Supermarket 1360 | 23 | 1352 | 316 | 427.232 | 72.7576 | 109.1364 | 0.63736 | 0 | 0 | 0 | 0
Low-grade industrial/ commercial - supermarkets | Large Food Stores (750 - 2500m2) | Supermarket 1361 | 23 | 1352.2 | 316 | 427.2952 | 72.7684 | 109.1526 | 0.63745 | 0 | 0 | 0 | 0
Low-grade industrial/ commercial - supermarkets | Large Food Stores (750 - 2500m2) | Supermarket 1362 | 23 | 1352.31 | 316 | 427.33 | 72.7743 | 109.1614 | 0.6375 | 0 | 0 | 0 | 0
Low-grade industrial/ commercial - supermarkets | Large Food Stores (750 - 2500m2) | Supermarket 1363 | 23 | 1352.4 | 316 | 427.3584 | 72.7791 | 109.1687 | 0.63755 | 0 | 0 | 0 | 0
Low-grade industrial/ commercial - supermarkets | Large Food Stores (750 - 2500m2) | Supermarket 1364 | 23 | 1352.44 | 316 | 427.371 | 72.7813 | 109.1719 | 0.63756 | 0 | 0 | 0 | 0
Low-grade industrial/ commercial - supermarkets | Large Food Stores (750 - 2500m2) | Supermarket 1365 | 23 | 1352.5 | 316 | 427.39 | 72.7845 | 109.1768 | 0.63759 | 0 | 0 | 0 | 0
Low-grade industrial/ commercial - supermarkets | Large Food Stores (750 - 2500m2) | Supermarket 1366 | 23 | 1352.6 | 316 | 427.4216 | 72.7899 | 109.1848 | 0.63764 | 0 | 0 | 0 | 0
Low-grade industrial/ commercial - supermarkets | Large Food Stores (750 - 2500m2) | Supermarket 1367 | 23 | 1352.9 | 316 | 427.5164 | 72.806 | 109.2091 | 0.63778 | 0 | 0 | 0 | 0
Low-grade industrial/ commercial - supermarkets | Large Food Stores (750 - 2500m2) | Supermarket 1368 | 23 | 1352.9 | 316 | 427.5164 | 72.806 | 109.2091 | 0.63778 | 0 | 0 | 0 | 0
Low-grade industrial/ commercial - supermarkets | Food Stores | Supermarket 1369 | 23 | 1353.4 | 316 | 427.6744 | 72.833 | 109.2494 | 0.63802 | 0 | 0 | 0 | 0
Low-grade industrial/ commercial - supermarkets | Large Food Stores (750 - 2500m2) | Supermarket 1370 | 23 | 1353.81 | 316 | 427.804 | 72.855 | 109.2825 | 0.63821 | 0 | 0 | 0 | 0
Low-grade industrial/ commercial - supermarkets | Large Food Stores (750 - 2500m2) | Supermarket 1371 | 23 | 1353.87 | 316 | 427.8229 | 72.8582 | 109.2874 | 0.63824 | 0 | 0 | 0 | 0
Low-grade industrial/ commercial - supermarkets | Large Food Stores (750 - 2500m2) | Supermarket 1372 | 23 | 1354.2 | 316 | 427.9272 | 72.876 | 109.314 | 0.63839 | 0 | 0 | 0 | 0
Low-grade industrial/ commercial - supermarkets | Large Food Stores (750 - 2500m2) | Supermarket 1373 | 23 | 1355.04 | 316 | 428.1926 | 72.9212 | 109.3818 | 0.63879 | 0 | 0 | 0 | 0
Low-grade industrial/ commercial - supermarkets | Large Food Stores (750 - 2500m2) | Supermarket 1374 | 23 | 1356 | 316 | 428.496 | 72.9729 | 109.4593 | 0.63924 | 0 | 0 | 0 | 0
Low-grade industrial/ commercial - supermarkets | Large Food Stores (750 - 2500m2) | Supermarket 1375 | 23 | 1356.41 | 316 | 428.6256 | 72.9949 | 109.4924 | 0.63944 | 0 | 0 | 0 | 0
Low-grade industrial/ commercial - supermarkets | Large Food Stores (750 - 2500m2) | Supermarket 1376 | 23 | 1356.8 | 316 | 428.7488 | 73.0159 | 109.5239 | 0.63962 | 0 | 0 | 0 | 0
Low-grade industrial/ commercial - supermarkets | Large Food Stores (750 - 2500m2) | Supermarket 1377 | 23 | 1357 | 316 | 428.812 | 73.0267 | 109.54 | 0.63971 | 0 | 0 | 0 | 0
Low-grade industrial/ commercial - supermarkets | Large Food Stores (750 - 2500m2) | Supermarket 1378 | 23 | 1357 | 316 | 428.812 | 73.0267 | 109.54 | 0.63971 | 0 | 0 | 0 | 0
Low-grade industrial/ commercial - supermarkets | Large Food Stores (750 - 2500m2) | Supermarket 1379 | 23 | 1357.3 | 316 | 428.9068 | 73.0428 | 109.5642 | 0.63986 | 0 | 0 | 0 | 0
Low-grade industrial/ commercial - supermarkets | Large Food Stores (750 - 2500m2) | Supermarket 1380 | 23 | 1357.53 | 316 | 428.9795 | 73.0552 | 109.5828 | 0.63996 | 0 | 0 | 0 | 0
Low-grade industrial/ commercial - supermarkets | Large Food Stores (750 - 2500m2) | Supermarket 1381 | 23 | 1357.55 | 316 | 428.9858 | 73.0563 | 109.5844 | 0.63997 | 0 | 0 | 0 | 0
Low-grade industrial/ commercial - supermarkets | Large Food Stores (750 - 2500m2) | Supermarket 1382 | 23 | 1357.72 | 316 | 429.0395 | 73.0654 | 109.5981 | 0.64005 | 0 | 0 | 0 | 0
Low-grade industrial/ commercial - supermarkets | Large Food Stores (750 - 2500m2) | Supermarket 1383 | 23 | 1357.76 | 316 | 429.0522 | 73.0676 | 109.6014 | 0.64007 | 0 | 0 | 0 | 0
Low-grade industrial/ commercial - supermarkets | Large Food Stores (750 - 2500m2) | Supermarket 1384 | 23 | 1357.91 | 316 | 429.0996 | 73.0757 | 109.6135 | 0.64014 | 0 | 0 | 0 | 0
Low-grade industrial/ commercial - supermarkets | Large Food Stores (750 - 2500m2) | Supermarket 1385 | 23 | 1358 | 316 | 429.128 | 73.0805 | 109.6207 | 0.64019 | 0 | 0 | 0 | 0
Low-grade industrial/ commercial - supermarkets | Large Food Stores (750 - 2500m2) | Supermarket 1386 | 23 | 1358.61 | 316 | 429.3208 | 73.1133 | 109.67 | 0.64047 | 0 | 0 | 0 | 0
Low-grade industrial/ commercial - supermarkets | Large Food Stores (750 - 2500m2) | Supermarket 1387 | 23 | 1358.75 | 316 | 429.365 | 73.1209 | 109.6813 | 0.64054 | 0 | 0 | 0 | 0
Low-grade industrial/ commercial - supermarkets | Large Food Stores (750 - 2500m2) | Supermarket 1388 | 23 | 1359.16 | 316 | 429.4946 | 73.1429 | 109.7144 | 0.64073 | 0 | 0 | 0 | 0
Low-grade industrial/ commercial - supermarkets | Large Food Stores (750 - 2500m2) | Supermarket 1389 | 23 | 1359.68 | 316 | 429.6589 | 73.1709 | 109.7564 | 0.64098 | 0 | 0 | 0 | 0
Low-grade industrial/ commercial - supermarkets | Large Food Stores (750 - 2500m2) | Supermarket 1390 | 23 | 1360.05 | 316 | 429.7758 | 73.1908 | 109.7862 | 0.64115 | 0 | 0 | 0 | 0
Low-grade industrial/ commercial - supermarkets | Large Food Stores (750 - 2500m2) | Supermarket 1391 | 23 | 1362 | 316 | 430.392 | 73.2958 | 109.9436 | 0.64207 | 0 | 0 | 0 | 0
Low-grade industrial/ commercial - supermarkets | Large Food Stores (750 - 2500m2) | Supermarket 1392 | 23 | 1362.62 | 316 | 430.5879 | 73.3291 | 109.9937 | 0.64236 | 0 | 0 | 0 | 0
Low-grade industrial/ commercial - supermarkets | Large Food Stores (750 - 2500m2) | Supermarket 1393 | 23 | 1363 | 316 | 430.708 | 73.3496 | 110.0244 | 0.64254 | 0 | 0 | 0 | 0
Low-grade industrial/ commercial - supermarkets | Large Food Stores (750 - 2500m2) | Supermarket 1394 | 23 | 1363.3 | 316 | 430.8028 | 73.3657 | 110.0486 | 0.64268 | 0 | 0 | 0 | 0
Low-grade industrial/ commercial - supermarkets | Large Food Stores (750 - 2500m2) | Supermarket 1395 | 23 | 1363.61 | 316 | 430.9008 | 73.3824 | 110.0736 | 0.64283 | 0 | 0 | 0 | 0
Low-grade industrial/ commercial - supermarkets | Large Food Stores (750 - 2500m2) | Supermarket 1396 | 23 | 1363.7 | 316 | 430.9292 | 73.3872 | 110.0809 | 0.64287 | 0 | 0 | 0 | 0
Low-grade industrial/ commercial - supermarkets | Large Food Stores (750 - 2500m2) | Supermarket 1397 | 23 | 1364.16 | 316 | 431.0746 | 73.412 | 110.118 | 0.64309 | 0 | 0 | 0 | 0
Low-grade industrial/ commercial - supermarkets | Large Food Stores (750 - 2500m2) | Supermarket 1398 | 23 | 1364.41 | 316 | 431.1536 | 73.4255 | 110.1382 | 0.64321 | 0 | 0 | 0 | 0
Low-grade industrial/ commercial - supermarkets | Large Food Stores (750 - 2500m2) | Supermarket 1399 | 23 | 1365.1 | 316 | 431.3716 | 73.4626 | 110.1939 | 0.64353 | 0 | 0 | 0 | 0
Low-grade industrial/ commercial - supermarkets | Large Food Stores (750 - 2500m2) | Supermarket 1400 | 23 | 1365.2 | 316 | 431.4032 | 73.468 | 110.2019 | 0.64358 | 0 | 0 | 0 | 0
Low-grade industrial/ commercial - supermarkets | Large Food Stores (750 - 2500m2) | Supermarket 1401 | 23 | 1365.7 | 316 | 431.5612 | 73.4949 | 110.2423 | 0.64382 | 0 | 0 | 0 | 0
Low-grade industrial/ commercial - supermarkets | Large Food Stores (750 - 2500m2) | Supermarket 1402 | 23 | 1365.86 | 316 | 431.6118 | 73.5035 | 110.2552 | 0.64389 | 0 | 0 | 0 | 0
Low-grade industrial/ commercial - supermarkets | Large Food Stores (750 - 2500m2) | Supermarket 1403 | 23 | 1365.9 | 316 | 431.6244 | 73.5056 | 110.2585 | 0.64391 | 0 | 0 | 0 | 0
Low-grade industrial/ commercial - supermarkets | Large Food Stores (750 - 2500m2) | Supermarket 1404 | 23 | 1367.15 | 316 | 432.0194 | 73.5729 | 110.3594 | 0.6445 | 0 | 0 | 0 | 0
Low-grade industrial/ commercial - supermarkets | Large Food Stores (750 - 2500m2) | Supermarket 1405 | 23 | 1367.33 | 316 | 432.0763 | 73.5826 | 110.3739 | 0.64458 | 0 | 0 | 0 | 0
Low-grade industrial/ commercial - supermarkets | Large Food Stores (750 - 2500m2) | Supermarket 1406 | 23 | 1367.5 | 316 | 432.13 | 73.5917 | 110.3876 | 0.64466 | 0 | 0 | 0 | 0
Low-grade industrial/ commercial - supermarkets | Large Food Stores (750 - 2500m2) | Supermarket 1407 | 23 | 1367.67 | 316 | 432.1837 | 73.6009 | 110.4013 | 0.64474 | 0 | 0 | 0 | 0
Low-grade industrial/ commercial - supermarkets | Large Food Stores (750 - 2500m2) | Supermarket 1408 | 23 | 1367.82 | 316 | 432.2311 | 73.609 | 110.4134 | 0.64481 | 0 | 0 | 0 | 0
Low-grade industrial/ commercial - supermarkets | Large Food Stores (750 - 2500m2) | Supermarket 1409 | 23 | 1368.1 | 316 | 432.3196 | 73.624 | 110.436 | 0.64495 | 0 | 0 | 0 | 0
Low-grade industrial/ commercial - supermarkets | Large Food Stores (750 - 2500m2) | Supermarket 1410 | 23 | 1368.41 | 316 | 432.4176 | 73.6407 | 110.4611 | 0.64509 | 0 | 0 | 0 | 0
Low-grade industrial/ commercial - supermarkets | Large Food Stores (750 - 2500m2) | Supermarket 1411 | 23 | 1368.5 | 316 | 432.446 | 73.6456 | 110.4683 | 0.64514 | 0 | 0 | 0 | 0
Low-grade industrial/ commercial - supermarkets | Large Food Stores (750 - 2500m2) | Supermarket 1412 | 23 | 1369 | 316 | 432.604 | 73.6725 | 110.5087 | 0.64537 | 0 | 0 | 0 | 0
Low-grade industrial/ commercial - supermarkets | Large Food Stores (750 - 2500m2) | Supermarket 1413 | 23 | 1369.3 | 316 | 432.6988 | 73.6886 | 110.5329 | 0.64551 | 0 | 0 | 0 | 0
Low-grade industrial/ commercial - supermarkets | Large Food Stores (750 - 2500m2) | Supermarket 1414 | 23 | 1370.19 | 316 | 432.98 | 73.7365 | 110.6048 | 0.64593 | 0 | 0 | 0 | 0
Low-grade industrial/ commercial - supermarkets | Large Food Stores (750 - 2500m2) | Supermarket 1415 | 23 | 1370.32 | 316 | 433.0211 | 73.7435 | 110.6152 | 0.64599 | 0 | 0 | 0 | 0
Low-grade industrial/ commercial - supermarkets | Large Food Stores (750 - 2500m2) | Supermarket 1416 | 23 | 1370.41 | 316 | 433.0496 | 73.7483 | 110.6225 | 0.64604 | 0 | 0 | 0 | 0
Low-grade industrial/ commercial - supermarkets | Large Food Stores (750 - 2500m2) | Supermarket 1417 | 23 | 1370.65 | 316 | 433.1254 | 73.7613 | 110.6419 | 0.64615 | 0 | 0 | 0 | 0
Low-grade industrial/ commercial - supermarkets | Large Food Stores (750 - 2500m2) | Supermarket 1418 | 23 | 1370.68 | 316 | 433.1349 | 73.7629 | 110.6443 | 0.64616 | 0 | 0 | 0 | 0
Low-grade industrial/ commercial - supermarkets | Large Food Stores (750 - 2500m2) | Supermarket 1419 | 23 | 1371.15 | 316 | 433.2834 | 73.7882 | 110.6822 | 0.64638 | 0 | 0 | 0 | 0
Low-grade industrial/ commercial - supermarkets | Large Food Stores (750 - 2500m2) | Supermarket 1420 | 23 | 1371.42 | 316 | 433.3687 | 73.8027 | 110.704 | 0.64651 | 0 | 0 | 0 | 0
Low-grade industrial/ commercial - supermarkets | Large Food Stores (750 - 2500m2) | Supermarket 1421 | 23 | 1371.5 | 316 | 433.394 | 73.807 | 110.7105 | 0.64655 | 0 | 0 | 0 | 0
Low-grade industrial/ commercial - supermarkets | Large Food Stores (750 - 2500m2) | Supermarket 1422 | 23 | 1372.46 | 316 | 433.6974 | 73.8587 | 110.788 | 0.647 | 0 | 0 | 0 | 0
Low-grade industrial/ commercial - supermarkets | Large Food Stores (750 - 2500m2) | Supermarket 1423 | 23 | 1372.6 | 316 | 433.7416 | 73.8662 | 110.7993 | 0.64707 | 0 | 0 | 0 | 0
Low-grade industrial/ commercial - supermarkets | Large Food Stores (750 - 2500m2) | Supermarket 1424 | 23 | 1374.4 | 316 | 434.3104 | 73.9631 | 110.9446 | 0.64792 | 0 | 0 | 0 | 0
Low-grade industrial/ commercial - supermarkets | Large Food Stores (750 - 2500m2) | Supermarket 1425 | 23 | 1375.1 | 316 | 434.5316 | 74.0007 | 111.0011 | 0.64825 | 0 | 0 | 0 | 0
Low-grade industrial/ commercial - supermarkets | Large Food Stores (750 - 2500m2) | Supermarket 1426 | 23 | 1375.31 | 316 | 434.598 | 74.012 | 111.018 | 0.64835 | 0 | 0 | 0 | 0
Low-grade industrial/ commercial - supermarkets | Large Food Stores (750 - 2500m2) | Supermarket 1427 | 23 | 1375.75 | 316 | 434.737 | 74.0357 | 111.0536 | 0.64855 | 0 | 0 | 0 | 0
Low-grade industrial/ commercial - supermarkets | Large Food Stores (750 - 2500m2) | Supermarket 1428 | 23 | 1376 | 316 | 434.816 | 74.0492 | 111.0737 | 0.64867 | 0 | 0 | 0 | 0
Low-grade industrial/ commercial - supermarkets | Large Food Stores (750 - 2500m2) | Supermarket 1429 | 23 | 1376.43 | 316 | 434.9519 | 74.0723 | 111.1085 | 0.64887 | 0 | 0 | 0 | 0
Low-grade industrial/ commercial - supermarkets | Shops | Supermarket 1430 | 23 | 1376.5 | 316 | 434.974 | 74.0761 | 111.1141 | 0.64891 | 0 | 0 | 0 | 0
Low-grade industrial/ commercial - supermarkets | Large Food Stores (750 - 2500m2) | Supermarket 1431 | 23 | 1376.7 | 316 | 435.0372 | 74.0868 | 111.1303 | 0.649 | 0 | 0 | 0 | 0
Low-grade industrial/ commercial - supermarkets | Large Food Stores (750 - 2500m2) | Supermarket 1432 | 23 | 1376.87 | 316 | 435.0909 | 74.096 | 111.144 | 0.64908 | 0 | 0 | 0 | 0
Low-grade industrial/ commercial - supermarkets | Large Food Stores (750 - 2500m2) | Supermarket 1433 | 23 | 1377 | 316 | 435.132 | 74.103 | 111.1545 | 0.64914 | 0 | 0 | 0 | 0
Low-grade industrial/ commercial - supermarkets | Large Food Stores (750 - 2500m2) | Supermarket 1434 | 23 | 1377 | 316 | 435.132 | 74.103 | 111.1545 | 0.64914 | 0 | 0 | 0 | 0
Low-grade industrial/ commercial - supermarkets | Large Food Stores (750 - 2500m2) | Supermarket 1435 | 23 | 1377.68 | 316 | 435.3469 | 74.1396 | 111.2094 | 0.64946 | 0 | 0 | 0 | 0
Low-grade industrial/ commercial - supermarkets | Large Food Stores (750 - 2500m2) | Supermarket 1436 | 23 | 1377.8 | 316 | 435.3848 | 74.146 | 111.219 | 0.64952 | 0 | 0 | 0 | 0
Low-grade industrial/ commercial - supermarkets | Large Food Stores (750 - 2500m2) | Supermarket 1437 | 23 | 1377.97 | 316 | 435.4385 | 74.1552 | 111.2328 | 0.6496 | 0 | 0 | 0 | 0
Low-grade industrial/ commercial - supermarkets | Large Food Stores (750 - 2500m2) | Supermarket 1438 | 23 | 1378.4 | 316 | 435.5744 | 74.1783 | 111.2675 | 0.6498 | 0 | 0 | 0 | 0
Low-grade industrial/ commercial - supermarkets | Large Food Stores (750 - 2500m2) | Supermarket 1439 | 23 | 1378.5 | 316 | 435.606 | 74.1837 | 111.2756 | 0.64985 | 0 | 0 | 0 | 0
Low-grade industrial/ commercial - supermarkets | Large Food Stores (750 - 2500m2) | Supermarket 1440 | 23 | 1378.53 | 316 | 435.6155 | 74.1853 | 111.278 | 0.64986 | 0 | 0 | 0 | 0
Low-grade industrial/ commercial - supermarkets | Large Food Stores (750 - 2500m2) | Supermarket 1441 | 23 | 1378.81 | 316 | 435.704 | 74.2004 | 111.3006 | 0.65 | 0 | 0 | 0 | 0
Low-grade industrial/ commercial - supermarkets | Large Food Stores (750 - 2500m2) | Supermarket 1442 | 23 | 1379.42 | 316 | 435.8967 | 74.2332 | 111.3498 | 0.65028 | 0 | 0 | 0 | 0
Low-grade industrial/ commercial - supermarkets | Large Food Stores (750 - 2500m2) | Supermarket 1443 | 23 | 1379.5875 | 316 | 435.9497 | 74.2422 | 111.3633 | 0.65036 | 0 | 0 | 0 | 0
Low-grade industrial/ commercial - supermarkets | Large Food Stores (750 - 2500m2) | Supermarket 1444 | 23 | 1379.59 | 316 | 435.9504 | 74.2424 | 111.3635 | 0.65036 | 0 | 0 | 0 | 0
Low-grade industrial/ commercial - supermarkets | Large Food Stores (750 - 2500m2) | Supermarket 1445 | 23 | 1379.8 | 316 | 436.0168 | 74.2537 | 111.3805 | 0.65046 | 0 | 0 | 0 | 0
Low-grade industrial/ commercial - supermarkets | Large Food Stores (750 - 2500m2) | Supermarket 1446 | 23 | 1380 | 316 | 436.08 | 74.2644 | 111.3966 | 0.65056 | 0 | 0 | 0 | 0
Low-grade industrial/ commercial - supermarkets | Large Food Stores (750 - 2500m2) | Supermarket 1447 | 23 | 1380.8 | 316 | 436.3328 | 74.3075 | 111.4612 | 0.65093 | 0 | 0 | 0 | 0
Low-grade industrial/ commercial - supermarkets | Large Food Stores (750 - 2500m2) | Supermarket 1448 | 23 | 1380.8 | 316 | 436.3328 | 74.3075 | 111.4612 | 0.65093 | 0 | 0 | 0 | 0
Low-grade industrial/ commercial - supermarkets | Large Food Stores (750 - 2500m2) | Supermarket 1449 | 23 | 1381.03 | 316 | 436.4055 | 74.3199 | 111.4798 | 0.65104 | 0 | 0 | 0 | 0
Low-grade industrial/ commercial - supermarkets | Large Food Stores (750 - 2500m2) | Supermarket 1450 | 23 | 1381.26 | 316 | 436.4782 | 74.3322 | 111.4983 | 0.65115 | 0 | 0 | 0 | 0
Low-grade industrial/ commercial - supermarkets | Large Food Stores (750 - 2500m2) | Supermarket 1451 | 23 | 1381.6 | 316 | 436.5856 | 74.3505 | 111.5258 | 0.65131 | 0 | 0 | 0 | 0
Low-grade industrial/ commercial - supermarkets | Large Food Stores (750 - 2500m2) | Supermarket 1452 | 23 | 1382.47 | 316 | 436.8605 | 74.3973 | 111.596 | 0.65172 | 0 | 0 | 0 | 0
Low-grade industrial/ commercial - supermarkets | Large Food Stores (750 - 2500m2) | Supermarket 1453 | 23 | 1382.6 | 316 | 436.9016 | 74.4043 | 111.6065 | 0.65178 | 0 | 0 | 0 | 0
Low-grade industrial/ commercial - supermarkets | Large Food Stores (750 - 2500m2) | Supermarket 1454 | 23 | 1382.76 | 316 | 436.9522 | 74.413 | 111.6194 | 0.65186 | 0 | 0 | 0 | 0
Low-grade industrial/ commercial - supermarkets | Large Food Stores (750 - 2500m2) | Supermarket 1455 | 23 | 1382.8 | 316 | 436.9648 | 74.4151 | 111.6227 | 0.65188 | 0 | 0 | 0 | 0
Low-grade industrial/ commercial - supermarkets | Large Food Stores (750 - 2500m2) | Supermarket 1456 | 23 | 1382.9 | 316 | 436.9964 | 74.4205 | 111.6307 | 0.65192 | 0 | 0 | 0 | 0
Low-grade industrial/ commercial - supermarkets | Large Food Stores (750 - 2500m2) | Supermarket 1457 | 23 | 1382.98 | 316 | 437.0217 | 74.4248 | 111.6372 | 0.65196 | 0 | 0 | 0 | 0
Low-grade industrial/ commercial - supermarkets | Large Food Stores (750 - 2500m2) | Supermarket 1458 | 23 | 1383.24 | 316 | 437.1038 | 74.4388 | 111.6582 | 0.65208 | 0 | 0 | 0 | 0
Low-grade industrial/ commercial - supermarkets | Large Food Stores (750 - 2500m2) | Supermarket 1459 | 23 | 1383.55 | 316 | 437.2018 | 74.4555 | 111.6832 | 0.65223 | 0 | 0 | 0 | 0
Low-grade industrial/ commercial - supermarkets | Large Food Stores (750 - 2500m2) | Supermarket 1460 | 23 | 1383.75 | 316 | 437.265 | 74.4662 | 111.6993 | 0.65232 | 0 | 0 | 0 | 0
Low-grade industrial/ commercial - supermarkets | Large Food Stores (750 - 2500m2) | Supermarket 1461 | 23 | 1384.4 | 316 | 437.4704 | 74.5012 | 111.7518 | 0.65263 | 0 | 0 | 0 | 0
Low-grade industrial/ commercial - supermarkets | Large Food Stores (750 - 2500m2) | Supermarket 1462 | 23 | 1384.45 | 316 | 437.4862 | 74.5039 | 111.7558 | 0.65265 | 0 | 0 | 0 | 0
Low-grade industrial/ commercial - supermarkets | Large Food Stores (750 - 2500m2) | Supermarket 1463 | 23 | 1384.6 | 316 | 437.5336 | 74.512 | 111.768 | 0.65272 | 0 | 0 | 0 | 0
Low-grade industrial/ commercial - supermarkets | Large Food Stores (750 - 2500m2) | Supermarket 1464 | 23 | 1384.62 | 316 | 437.5399 | 74.513 | 111.7696 | 0.65273 | 0 | 0 | 0 | 0
Low-grade industrial/ commercial - supermarkets | Large Food Stores (750 - 2500m2) | Supermarket 1465 | 23 | 1384.74 | 316 | 437.5778 | 74.5195 | 111.7793 | 0.65279 | 0 | 0 | 0 | 0
Low-grade industrial/ commercial - supermarkets | Large Food Stores (750 - 2500m2) | Supermarket 1466 | 23 | 1385.09 | 316 | 437.6884 | 74.5383 | 111.8075 | 0.65296 | 0 | 0 | 0 | 0
Low-grade industrial/ commercial - supermarkets | Large Food Stores (750 - 2500m2) | Supermarket 1467 | 23 | 1385.2 | 316 | 437.7232 | 74.5443 | 111.8164 | 0.65301 | 0 | 0 | 0 | 0
Low-grade industrial/ commercial - supermarkets | Large Food Stores (750 - 2500m2) | Supermarket 1468 | 23 | 1385.4 | 316 | 437.7864 | 74.555 | 111.8325 | 0.6531 | 0 | 0 | 0 | 0
Low-grade industrial/ commercial - supermarkets | Large Food Stores (750 - 2500m2) | Supermarket 1469 | 23 | 1385.51 | 316 | 437.8212 | 74.5609 | 111.8414 | 0.65315 | 0 | 0 | 0 | 0
Low-grade industrial/ commercial - supermarkets | Large Food Stores (750 - 2500m2) | Supermarket 1470 | 23 | 1385.8 | 316 | 437.9128 | 74.5765 | 111.8648 | 0.65329 | 0 | 0 | 0 | 0
Low-grade industrial/ commercial - supermarkets | Large Food Stores (750 - 2500m2) | Supermarket 1471 | 23 | 1386.01 | 316 | 437.9792 | 74.5879 | 111.8818 | 0.65339 | 0 | 0 | 0 | 0
Low-grade industrial/ commercial - supermarkets | Large Food Stores (750 - 2500m2) | Supermarket 1472 | 23 | 1386.5 | 316 | 438.134 | 74.6142 | 111.9213 | 0.65362 | 0 | 0 | 0 | 0
Low-grade industrial/ commercial - supermarkets | Large Food Stores (750 - 2500m2) | Supermarket 1473 | 23 | 1386.6 | 316 | 438.1656 | 74.6196 | 111.9294 | 0.65367 | 0 | 0 | 0 | 0
Low-grade industrial/ commercial - supermarkets | Large Food Stores (750 - 2500m2) | Supermarket 1474 | 23 | 1386.7 | 316 | 438.1972 | 74.625 | 111.9375 | 0.65371 | 0 | 0 | 0 | 0
Low-grade industrial/ commercial - supermarkets | Large Food Stores (750 - 2500m2) | Supermarket 1475 | 23 | 1387 | 316 | 438.292 | 74.6411 | 111.9617 | 0.65386 | 0 | 0 | 0 | 0
Low-grade industrial/ commercial - supermarkets | Large Food Stores (750 - 2500m2) | Supermarket 1476 | 23 | 1387.59 | 316 | 438.4784 | 74.6729 | 112.0093 | 0.65413 | 0 | 0 | 0 | 0
Low-grade industrial/ commercial - supermarkets | Large Food Stores (750 - 2500m2) | Supermarket 1477 | 23 | 1387.67 | 316 | 438.5037 | 74.6772 | 112.0158 | 0.65417 | 0 | 0 | 0 | 0
Low-grade industrial/ commercial - supermarkets | Large Food Stores (750 - 2500m2) | Supermarket 1478 | 23 | 1387.69 | 316 | 438.51 | 74.6783 | 112.0174 | 0.65418 | 0 | 0 | 0 | 0
Low-grade industrial/ commercial - supermarkets | Large Food Stores (750 - 2500m2) | Supermarket 1479 | 23 | 1387.78 | 316 | 438.5385 | 74.6831 | 112.0247 | 0.65422 | 0 | 0 | 0 | 0
Low-grade industrial/ commercial - supermarkets | Large Food Stores (750 - 2500m2) | Supermarket 1480 | 23 | 1388 | 316 | 438.608 | 74.6949 | 112.0424 | 0.65433 | 0 | 0 | 0 | 0
Low-grade industrial/ commercial - supermarkets | Large Food Stores (750 - 2500m2) | Supermarket 1481 | 23 | 1388.3 | 316 | 438.7028 | 74.7111 | 112.0666 | 0.65447 | 0 | 0 | 0 | 0
Low-grade industrial/ commercial - supermarkets | Large Food Stores (750 - 2500m2) | Supermarket 1482 | 23 | 1388.32 | 316 | 438.7091 | 74.7122 | 112.0682 | 0.65448 | 0 | 0 | 0 | 0
Low-grade industrial/ commercial - supermarkets | Large Food Stores (750 - 2500m2) | Supermarket 1483 | 23 | 1389.29 | 316 | 439.0156 | 74.7644 | 112.1465 | 0.65494 | 0 | 0 | 0 | 0
Low-grade industrial/ commercial - supermarkets | Large Food Stores (750 - 2500m2) | Supermarket 1484 | 23 | 1389.4 | 316 | 439.0504 | 74.7703 | 112.1554 | 0.65499 | 0 | 0 | 0 | 0
Low-grade industrial/ commercial - supermarkets | Food Stores | Supermarket 1485 | 23 | 1389.875 | 316 | 439.2005 | 74.7958 | 112.1938 | 0.65521 | 0 | 0 | 0 | 0
Low-grade industrial/ commercial - supermarkets | Large Food Stores (750 - 2500m2) | Supermarket 1486 | 23 | 1390.1 | 316 | 439.2716 | 74.808 | 112.2119 | 0.65532 | 0 | 0 | 0 | 0
Low-grade industrial/ commercial - supermarkets | Large Food Stores (750 - 2500m2) | Supermarket 1487 | 23 | 1390.35 | 316 | 439.3506 | 74.8214 | 112.2321 | 0.65544 | 0 | 0 | 0 | 0
Low-grade industrial/ commercial - supermarkets | Large Food Stores (750 - 2500m2) | Supermarket 1488 | 23 | 1390.47 | 316 | 439.3885 | 74.8279 | 112.2418 | 0.65549 | 0 | 0 | 0 | 0
Low-grade industrial/ commercial - supermarkets | Large Food Stores (750 - 2500m2) | Supermarket 1489 | 23 | 1390.7 | 316 | 439.4612 | 74.8402 | 112.2604 | 0.6556 | 0 | 0 | 0 | 0
Low-grade industrial/ commercial - supermarkets | Large Food Stores (750 - 2500m2) | Supermarket 1490 | 23 | 1390.87 | 316 | 439.5149 | 74.8494 | 112.2741 | 0.65568 | 0 | 0 | 0 | 0
Low-grade industrial/ commercial - supermarkets | Large Food Stores (750 - 2500m2) | Supermarket 1491 | 23 | 1390.9 | 316 | 439.5244 | 74.851 | 112.2765 | 0.65569 | 0 | 0 | 0 | 0
Low-grade industrial/ commercial - supermarkets | Large Food Stores (750 - 2500m2) | Supermarket 1492 | 23 | 1391.3 | 316 | 439.6508 | 74.8725 | 112.3088 | 0.65588 | 0 | 0 | 0 | 0
Low-grade industrial/ commercial - supermarkets | Large Food Stores (750 - 2500m2) | Supermarket 1493 | 23 | 1391.59 | 316 | 439.7424 | 74.8881 | 112.3322 | 0.65602 | 0 | 0 | 0 | 0
Low-grade industrial/ commercial - supermarkets | Large Food Stores (750 - 2500m2) | Supermarket 1494 | 23 | 1392.24 | 316 | 439.9478 | 74.9231 | 112.3847 | 0.65633 | 0 | 0 | 0 | 0
Low-grade industrial/ commercial - supermarkets | Large Food Stores (750 - 2500m2) | Supermarket 1495 | 23 | 1392.43 | 316 | 440.0079 | 74.9333 | 112.4 | 0.65642 | 0 | 0 | 0 | 0
Low-grade industrial/ commercial - supermarkets | Retail Warehouses and Foodstores | Supermarket 1496 | 23 | 1392.6 | 316 | 440.0616 | 74.9425 | 112.4137 | 0.6565 | 0 | 0 | 0 | 0
Low-grade industrial/ commercial - supermarkets | Large Food Stores (750 - 2500m2) | Supermarket 1497 | 23 | 1392.72 | 316 | 440.0995 | 74.9489 | 112.4234 | 0.65655 | 0 | 0 | 0 | 0
Low-grade industrial/ commercial - supermarkets | Large Food Stores (750 - 2500m2) | Supermarket 1498 | 23 | 1392.89 | 316 | 440.1532 | 74.9581 | 112.4371 | 0.65663 | 0 | 0 | 0 | 0
Low-grade industrial/ commercial - supermarkets | Large Food Stores (750 - 2500m2) | Supermarket 1499 | 23 | 1393 | 316 | 440.188 | 74.964 | 112.446 | 0.65668 | 0 | 0 | 0 | 0
Low-grade industrial/ commercial - supermarkets | Large Food Stores (750 - 2500m2) | Supermarket 1500 | 23 | 1393.4 | 316 | 440.3144 | 74.9855 | 112.4783 | 0.65687 | 0 | 0 | 0 | 0
Low-grade industrial/ commercial - supermarkets | Large Food Stores (750 - 2500m2) | Supermarket 1501 | 23 | 1393.72 | 316 | 440.4155 | 75.0028 | 112.5041 | 0.65702 | 0 | 0 | 0 | 0
Low-grade industrial/ commercial - supermarkets | Large Food Stores (750 - 2500m2) | Supermarket 1502 | 23 | 1393.78 | 316 | 440.4345 | 75.006 | 112.509 | 0.65705 | 0 | 0 | 0 | 0
Low-grade industrial/ commercial - supermarkets | Retail Warehouses and Foodstores | Supermarket 1503 | 23 | 1395.1 | 316 | 440.8516 | 75.077 | 112.6155 | 0.65767 | 0 | 0 | 0 | 0
Low-grade industrial/ commercial - supermarkets | Large Food Stores (750 - 2500m2) | Supermarket 1504 | 23 | 1395.2 | 316 | 440.8832 | 75.0824 | 112.6236 | 0.65772 | 0 | 0 | 0 | 0
Low-grade industrial/ commercial - supermarkets | Large Food Stores (750 - 2500m2) | Supermarket 1505 | 23 | 1395.4 | 316 | 440.9464 | 75.0932 | 112.6398 | 0.65782 | 0 | 0 | 0 | 0
Low-grade industrial/ commercial - supermarkets | Large Food Stores (750 - 2500m2) | Supermarket 1506 | 23 | 1395.6 | 316 | 441.0096 | 75.1039 | 112.6559 | 0.65791 | 0 | 0 | 0 | 0
Low-grade industrial/ commercial - supermarkets | Large Food Stores (750 - 2500m2) | Supermarket 1507 | 23 | 1395.9 | 316 | 441.1044 | 75.1201 | 112.6801 | 0.65805 | 0 | 0 | 0 | 0
Low-grade industrial/ commercial - supermarkets | Large Food Stores (750 - 2500m2) | Supermarket 1508 | 23 | 1396.18 | 316 | 441.1929 | 75.1351 | 112.7027 | 0.65818 | 0 | 0 | 0 | 0
Low-grade industrial/ commercial - supermarkets | Large Food Stores (750 - 2500m2) | Supermarket 1509 | 23 | 1396.65 | 316 | 441.3414 | 75.1604 | 112.7407 | 0.65841 | 0 | 0 | 0 | 0
Low-grade industrial/ commercial - supermarkets | Large Food Stores (750 - 2500m2) | Supermarket 1510 | 23 | 1397.2 | 316 | 441.5152 | 75.19 | 112.7851 | 0.65866 | 0 | 0 | 0 | 0
Low-grade industrial/ commercial - supermarkets | Large Food Stores (750 - 2500m2) | Supermarket 1511 | 23 | 1397.31 | 316 | 441.55 | 75.196 | 112.7939 | 0.65872 | 0 | 0 | 0 | 0
Low-grade industrial/ commercial - supermarkets | Large Food Stores (750 - 2500m2) | Supermarket 1512 | 23 | 1398.3 | 316 | 441.8628 | 75.2492 | 112.8739 | 0.65918 | 0 | 0 | 0 | 0
Low-grade industrial/ commercial - supermarkets | Large Food Stores (750 - 2500m2) | Supermarket 1513 | 23 | 1398.74 | 316 | 442.0018 | 75.2729 | 112.9094 | 0.65939 | 0 | 0 | 0 | 0
Low-grade industrial/ commercial - supermarkets | Large Food Stores (750 - 2500m2) | Supermarket 1514 | 23 | 1398.8 | 316 | 442.0208 | 75.2761 | 112.9142 | 0.65942 | 0 | 0 | 0 | 0
Low-grade industrial/ commercial - supermarkets | Large Food Stores (750 - 2500m2) | Supermarket 1515 | 23 | 1399.55 | 316 | 442.2578 | 75.3165 | 112.9748 | 0.65977 | 0 | 0 | 0 | 0
Low-grade industrial/ commercial - supermarkets | Large Food Stores (750 - 2500m2) | Supermarket 1516 | 23 | 1399.6 | 316 | 442.2736 | 75.3192 | 112.9788 | 0.6598 | 0 | 0 | 0 | 0
Low-grade industrial/ commercial - supermarkets | Large Food Stores (750 - 2500m2) | Supermarket 1517 | 23 | 1399.7 | 316 | 442.3052 | 75.3246 | 112.9869 | 0.65984 | 0 | 0 | 0 | 0
Low-grade industrial/ commercial - supermarkets | Large Food Stores (750 - 2500m2) | Supermarket 1518 | 23 | 1399.8 | 316 | 442.3368 | 75.33 | 112.9949 | 0.65989 | 0 | 0 | 0 | 0
Low-grade industrial/ commercial - supermarkets | Large Food Stores (750 - 2500m2) | Supermarket 1519 | 23 | 1399.9 | 316 | 442.3684 | 75.3353 | 113.003 | 0.65994 | 0 | 0 | 0 | 0
Low-grade industrial/ commercial - supermarkets | Large Food Stores (750 - 2500m2) | Supermarket 1520 | 23 | 1400 | 316 | 442.4 | 75.3407 | 113.0111 | 0.65998 | 0 | 0 | 0 | 0
Low-grade industrial/ commercial - supermarkets | Large Food Stores (750 - 2500m2) | Supermarket 1521 | 23 | 1400 | 316 | 442.4 | 75.3407 | 113.0111 | 0.65998 | 0 | 0 | 0 | 0
Low-grade industrial/ commercial - supermarkets | Large Food Stores (750 - 2500m2) | Supermarket 1522 | 23 | 1400.42 | 316 | 442.5327 | 75.3633 | 113.045 | 0.66018 | 0 | 0 | 0 | 0
Low-grade industrial/ commercial - supermarkets | Large Food Stores (750 - 2500m2) | Supermarket 1523 | 23 | 1401 | 316 | 442.716 | 75.3945 | 113.0918 | 0.66046 | 0 | 0 | 0 | 0
Low-grade industrial/ commercial - supermarkets | Large Food Stores (750 - 2500m2) | Supermarket 1524 | 23 | 1401.21 | 316 | 442.7824 | 75.4058 | 113.1088 | 0.66056 | 0 | 0 | 0 | 0
Low-grade industrial/ commercial - supermarkets | Large Food Stores (750 - 2500m2) | Supermarket 1525 | 23 | 1401.71 | 316 | 442.9404 | 75.4327 | 113.1491 | 0.66079 | 0 | 0 | 0 | 0
Low-grade industrial/ commercial - supermarkets | Large Food Stores (750 - 2500m2) | Supermarket 1526 | 23 | 1401.74 | 316 | 442.9498 | 75.4344 | 113.1515 | 0.6608 | 0 | 0 | 0 | 0
Low-grade industrial/ commercial - supermarkets | Large Food Stores (750 - 2500m2) | Supermarket 1527 | 23 | 1402.47 | 316 | 443.1805 | 75.4736 | 113.2105 | 0.66115 | 0 | 0 | 0 | 0
Low-grade industrial/ commercial - supermarkets | Large Food Stores (750 - 2500m2) | Supermarket 1528 | 23 | 1402.5 | 316 | 443.19 | 75.4753 | 113.2129 | 0.66116 | 0 | 0 | 0 | 0
Low-grade industrial/ commercial - supermarkets | Large Food Stores (750 - 2500m2) | Supermarket 1529 | 23 | 1402.7 | 316 | 443.2532 | 75.486 | 113.229 | 0.66126 | 0 | 0 | 0 | 0
Low-grade industrial/ commercial - supermarkets | Large Food Stores (750 - 2500m2) | Supermarket 1530 | 23 | 1402.9 | 316 | 443.3164 | 75.4968 | 113.2452 | 0.66135 | 0 | 0 | 0 | 0
Low-grade industrial/ commercial - supermarkets | Large Food Stores (750 - 2500m2) | Supermarket 1531 | 23 | 1402.96 | 316 | 443.3354 | 75.5 | 113.25 | 0.66138 | 0 | 0 | 0 | 0
Low-grade industrial/ commercial - supermarkets | Large Food Stores (750 - 2500m2) | Supermarket 1532 | 23 | 1403.2 | 316 | 443.4112 | 75.5129 | 113.2694 | 0.66149 | 0 | 0 | 0 | 0
Low-grade industrial/ commercial - supermarkets | Large Food Stores (750 - 2500m2) | Supermarket 1533 | 23 | 1403.29 | 316 | 443.4396 | 75.5178 | 113.2767 | 0.66154 | 0 | 0 | 0 | 0
Low-grade industrial/ commercial - supermarkets | Large Food Stores (750 - 2500m2) | Supermarket 1534 | 23 | 1404.1 | 316 | 443.6956 | 75.5614 | 113.342 | 0.66192 | 0 | 0 | 0 | 0
Low-grade industrial/ commercial - supermarkets | Large Food Stores (750 - 2500m2) | Supermarket 1535 | 23 | 1404.17 | 316 | 443.7177 | 75.5651 | 113.3477 | 0.66195 | 0 | 0 | 0 | 0
Low-grade industrial/ commercial - supermarkets | Large Food Stores (750 - 2500m2) | Supermarket 1536 | 23 | 1404.3 | 316 | 443.7588 | 75.5721 | 113.3582 | 0.66201 | 0 | 0 | 0 | 0
Low-grade industrial/ commercial - supermarkets | Large Food Stores (750 - 2500m2) | Supermarket 1537 | 23 | 1405.88 | 316 | 444.2581 | 75.6572 | 113.4857 | 0.66276 | 0 | 0 | 0 | 0
Low-grade industrial/ commercial - supermarkets | Large Food Stores (750 - 2500m2) | Supermarket 1538 | 23 | 1405.91 | 316 | 444.2676 | 75.6588 | 113.4881 | 0.66277 | 0 | 0 | 0 | 0
Low-grade industrial/ commercial - supermarkets | Large Food Stores (750 - 2500m2) | Supermarket 1539 | 23 | 1406.39 | 316 | 444.4192 | 75.6846 | 113.5269 | 0.663 | 0 | 0 | 0 | 0
Low-grade industrial/ commercial - supermarkets | Large Food Stores (750 - 2500m2) | Supermarket 1540 | 23 | 1406.6 | 316 | 444.4856 | 75.6959 | 113.5438 | 0.6631 | 0 | 0 | 0 | 0
Low-grade industrial/ commercial - supermarkets | Large Food Stores (750 - 2500m2) | Supermarket 1541 | 23 | 1407.2 | 316 | 444.6752 | 75.7282 | 113.5923 | 0.66338 | 0 | 0 | 0 | 0
Low-grade industrial/ commercial - supermarkets | Large Food Stores (750 - 2500m2) | Supermarket 1542 | 23 | 1407.4 | 316 | 444.7384 | 75.7389 | 113.6084 | 0.66347 | 0 | 0 | 0 | 0
Low-grade industrial/ commercial - supermarkets | Large Food Stores (750 - 2500m2) | Supermarket 1543 | 23 | 1407.85 | 316 | 444.8806 | 75.7632 | 113.6447 | 0.66369 | 0 | 0 | 0 | 0
Low-grade industrial/ commercial - supermarkets | Large Food Stores (750 - 2500m2) | Supermarket 1544 | 23 | 1407.9 | 316 | 444.8964 | 75.7659 | 113.6488 | 0.66371 | 0 | 0 | 0 | 0
Low-grade industrial/ commercial - supermarkets | Large Food Stores (750 - 2500m2) | Supermarket 1545 | 23 | 1408.55 | 316 | 445.1018 | 75.8008 | 113.7013 | 0.66402 | 0 | 0 | 0 | 0
Low-grade industrial/ commercial - supermarkets | Large Food Stores (750 - 2500m2) | Supermarket 1546 | 23 | 1408.6 | 316 | 445.1176 | 75.8035 | 113.7053 | 0.66404 | 0 | 0 | 0 | 0
Low-grade industrial/ commercial - supermarkets | Large Food Stores (750 - 2500m2) | Supermarket 1547 | 23 | 1408.6 | 316 | 445.1176 | 75.8035 | 113.7053 | 0.66404 | 0 | 0 | 0 | 0
Low-grade industrial/ commercial - supermarkets | Large Food Stores (750 - 2500m2) | Supermarket 1548 | 23 | 1408.85 | 316 | 445.1966 | 75.817 | 113.7255 | 0.66416 | 0 | 0 | 0 | 0
Low-grade industrial/ commercial - supermarkets | Large Food Stores (750 - 2500m2) | Supermarket 1549 | 23 | 1408.95 | 316 | 445.2282 | 75.8224 | 113.7335 | 0.6642 | 0 | 0 | 0 | 0
Low-grade industrial/ commercial - supermarkets | Large Food Stores (750 - 2500m2) | Supermarket 1550 | 23 | 1409.1 | 316 | 445.2756 | 75.8304 | 113.7457 | 0.66427 | 0 | 0 | 0 | 0
Low-grade industrial/ commercial - supermarkets | Large Food Stores (750 - 2500m2) | Supermarket 1551 | 23 | 1409.81 | 316 | 445.5 | 75.8686 | 113.803 | 0.66461 | 0 | 0 | 0 | 0
Low-grade industrial/ commercial - supermarkets | Large Food Stores (750 - 2500m2) | Supermarket 1552 | 23 | 1410.3 | 316 | 445.6548 | 75.895 | 113.8425 | 0.66484 | 0 | 0 | 0 | 0
Low-grade industrial/ commercial - supermarkets | Large Food Stores (750 - 2500m2) | Supermarket 1553 | 23 | 1410.9 | 316 | 445.8444 | 75.9273 | 113.891 | 0.66512 | 0 | 0 | 0 | 0
Low-grade industrial/ commercial - supermarkets | Shops | Supermarket 1554 | 23 | 1411.1 | 316 | 445.9076 | 75.9381 | 113.9071 | 0.66522 | 0 | 0 | 0 | 0
Low-grade industrial/ commercial - supermarkets | Large Food Stores (750 - 2500m2) | Supermarket 1555 | 23 | 1411.46 | 316 | 446.0214 | 75.9574 | 113.9362 | 0.66539 | 0 | 0 | 0 | 0
Low-grade industrial/ commercial - supermarkets | Large Food Stores (750 - 2500m2) | Supermarket 1556 | 23 | 1412.4 | 316 | 446.3184 | 76.008 | 114.012 | 0.66583 | 0 | 0 | 0 | 0
Low-grade industrial/ commercial - supermarkets | Large Food Stores (750 - 2500m2) | Supermarket 1557 | 23 | 1412.62 | 316 | 446.3879 | 76.0199 | 114.0298 | 0.66593 | 0 | 0 | 0 | 0
Low-grade industrial/ commercial - supermarkets | Large Food Stores (750 - 2500m2) | Supermarket 1558 | 23 | 1412.7 | 316 | 446.4132 | 76.0242 | 114.0363 | 0.66597 | 0 | 0 | 0 | 0
Low-grade industrial/ commercial - supermarkets | Large Food Stores (750 - 2500m2) | Supermarket 1559 | 23 | 1412.8 | 316 | 446.4448 | 76.0295 | 114.0443 | 0.66602 | 0 | 0 | 0 | 0
Low-grade industrial/ commercial - supermarkets | Large Food Stores (750 - 2500m2) | Supermarket 1560 | 23 | 1413 | 316 | 446.508 | 76.0403 | 114.0605 | 0.66611 | 0 | 0 | 0 | 0
Low-grade industrial/ commercial - supermarkets | Large Food Stores (750 - 2500m2) | Supermarket 1561 | 23 | 1413.5 | 316 | 446.666 | 76.0672 | 114.1008 | 0.66635 | 0 | 0 | 0 | 0
Low-grade industrial/ commercial - supermarkets | Large Food Stores (750 - 2500m2) | Supermarket 1562 | 23 | 1414 | 316 | 446.824 | 76.0941 | 114.1412 | 0.66658 | 0 | 0 | 0 | 0
Low-grade industrial/ commercial - supermarkets | Large Food Stores (750 - 2500m2) | Supermarket 1563 | 23 | 1414.04 | 316 | 446.8366 | 76.0963 | 114.1444 | 0.6666 | 0 | 0 | 0 | 0
Low-grade industrial/ commercial - supermarkets | Food Stores | Supermarket 1564 | 23 | 1414.3625 | 316 | 446.9385 | 76.1136 | 114.1705 | 0.66676 | 0 | 0 | 0 | 0
Low-grade industrial/ commercial - supermarkets | Large Food Stores (750 - 2500m2) | Supermarket 1565 | 23 | 1415.06 | 316 | 447.159 | 76.1512 | 114.2268 | 0.66708 | 0 | 0 | 0 | 0
Low-grade industrial/ commercial - supermarkets | Large Food Stores (750 - 2500m2) | Supermarket 1566 | 23 | 1415.1 | 316 | 447.1716 | 76.1533 | 114.23 | 0.6671 | 0 | 0 | 0 | 0
Low-grade industrial/ commercial - supermarkets | Large Food Stores (750 - 2500m2) | Supermarket 1567 | 23 | 1415.53 | 316 | 447.3075 | 76.1765 | 114.2647 | 0.66731 | 0 | 0 | 0 | 0
Low-grade industrial/ commercial - supermarkets | Large Food Stores (750 - 2500m2) | Supermarket 1568 | 23 | 1415.6 | 316 | 447.3296 | 76.1802 | 114.2703 | 0.66734 | 0 | 0 | 0 | 0
Low-grade industrial/ commercial - supermarkets | Large Food Stores (750 - 2500m2) | Supermarket 1569 | 23 | 1416.7 | 316 | 447.6772 | 76.2394 | 114.3591 | 0.66786 | 0 | 0 | 0 | 0
Low-grade industrial/ commercial - supermarkets | Large Food Stores (750 - 2500m2) | Supermarket 1570 | 23 | 1418 | 316 | 448.088 | 76.3094 | 114.4641 | 0.66847 | 0 | 0 | 0 | 0
Low-grade industrial/ commercial - supermarkets | Large Food Stores (750 - 2500m2) | Supermarket 1571 | 23 | 1418.4 | 316 | 448.2144 | 76.3309 | 114.4964 | 0.66866 | 0 | 0 | 0 | 0
Low-grade industrial/ commercial - supermarkets | Large Food Stores (750 - 2500m2) | Supermarket 1572 | 23 | 1418.6 | 316 | 448.2776 | 76.3417 | 114.5125 | 0.66875 | 0 | 0 | 0 | 0
Low-grade industrial/ commercial - supermarkets | Large Food Stores (750 - 2500m2) | Supermarket 1573 | 23 | 1418.8 | 316 | 448.3408 | 76.3524 | 114.5287 | 0.66885 | 0 | 0 | 0 | 0
Low-grade industrial/ commercial - supermarkets | Large Food Stores (750 - 2500m2) | Supermarket 1574 | 23 | 1418.81 | 316 | 448.344 | 76.353 | 114.5295 | 0.66885 | 0 | 0 | 0 | 0
Low-grade industrial/ commercial - supermarkets | Large Food Stores (750 - 2500m2) | Supermarket 1575 | 23 | 1419.2 | 316 | 448.4672 | 76.374 | 114.5609 | 0.66904 | 0 | 0 | 0 | 0
Low-grade industrial/ commercial - supermarkets | Large Food Stores (750 - 2500m2) | Supermarket 1576 | 23 | 1419.95 | 316 | 448.7042 | 76.4143 | 114.6215 | 0.66939 | 0 | 0 | 0 | 0
Low-grade industrial/ commercial - supermarkets | Large Food Stores (750 - 2500m2) | Supermarket 1577 | 23 | 1420 | 316 | 448.72 | 76.417 | 114.6255 | 0.66941 | 0 | 0 | 0 | 0
Low-grade industrial/ commercial - supermarkets | Large Food Stores (750 - 2500m2) | Supermarket 1578 | 23 | 1421.38 | 316 | 449.1561 | 76.4913 | 114.7369 | 0.67006 | 0 | 0 | 0 | 0
Low-grade industrial/ commercial - supermarkets | Large Food Stores (750 - 2500m2) | Supermarket 1579 | 23 | 1421.6 | 316 | 449.2256 | 76.5031 | 114.7547 | 0.67017 | 0 | 0 | 0 | 0
Low-grade industrial/ commercial - supermarkets | Large Food Stores (750 - 2500m2) | Supermarket 1580 | 23 | 1421.62 | 316 | 449.2319 | 76.5042 | 114.7563 | 0.67018 | 0 | 0 | 0 | 0
Low-grade industrial/ commercial - supermarkets | Large Food Stores (750 - 2500m2) | Supermarket 1581 | 23 | 1421.89 | 316 | 449.3172 | 76.5187 | 114.7781 | 0.6703 | 0 | 0 | 0 | 0
Low-grade industrial/ commercial - supermarkets | Large Food Stores (750 - 2500m2) | Supermarket 1582 | 23 | 1422 | 316 | 449.352 | 76.5246 | 114.787 | 0.67036 | 0 | 0 | 0 | 0
Low-grade industrial/ commercial - supermarkets | Large Food Stores (750 - 2500m2) | Supermarket 1583 | 23 | 1422 | 316 | 449.352 | 76.5246 | 114.787 | 0.67036 | 0 | 0 | 0 | 0
Low-grade industrial/ commercial - supermarkets | Large Shops (750 - 1850m2) | Supermarket 1584 | 23 | 1422 | 316 | 449.352 | 76.5246 | 114.787 | 0.67036 | 0 | 0 | 0 | 0
Low-grade industrial/ commercial - supermarkets | Large Food Stores (750 - 2500m2) | Supermarket 1585 | 23 | 1422.1 | 316 | 449.3836 | 76.53 | 114.795 | 0.6704 | 0 | 0 | 0 | 0
Low-grade industrial/ commercial - supermarkets | Shops | Supermarket 1586 | 23 | 1422.5 | 316 | 449.51 | 76.5516 | 114.8273 | 0.67059 | 0 | 0 | 0 | 0
Low-grade industrial/ commercial - supermarkets | Large Food Stores (750 - 2500m2) | Supermarket 1587 | 23 | 1422.56 | 316 | 449.529 | 76.5548 | 114.8322 | 0.67062 | 0 | 0 | 0 | 0
Low-grade industrial/ commercial - supermarkets | Large Food Stores (750 - 2500m2) | Supermarket 1588 | 23 | 1423.03 | 316 | 449.6775 | 76.5801 | 114.8701 | 0.67084 | 0 | 0 | 0 | 0
Low-grade industrial/ commercial - supermarkets | Large Food Stores (750 - 2500m2) | Supermarket 1589 | 23 | 1423.2 | 316 | 449.7312 | 76.5892 | 114.8838 | 0.67092 | 0 | 0 | 0 | 0
Low-grade industrial/ commercial - supermarkets | Large Food Stores (750 - 2500m2) | Supermarket 1590 | 23 | 1423.78 | 316 | 449.9145 | 76.6204 | 114.9307 | 0.6712 | 0 | 0 | 0 | 0
Low-grade industrial/ commercial - supermarkets | Large Food Stores (750 - 2500m2) | Supermarket 1591 | 23 | 1424 | 316 | 449.984 | 76.6323 | 114.9484 | 0.6713 | 0 | 0 | 0 | 0
Low-grade industrial/ commercial - supermarkets | Large Food Stores (750 - 2500m2) | Supermarket 1592 | 23 | 1424 | 316 | 449.984 | 76.6323 | 114.9484 | 0.6713 | 0 | 0 | 0 | 0
Low-grade industrial/ commercial - supermarkets | Large Food Stores (750 - 2500m2) | Supermarket 1593 | 23 | 1424.09 | 316 | 450.0124 | 76.6371 | 114.9557 | 0.67134 | 0 | 0 | 0 | 0
Low-grade industrial/ commercial - supermarkets | Large Food Stores (750 - 2500m2) | Supermarket 1594 | 23 | 1424.17 | 316 | 450.0377 | 76.6414 | 114.9621 | 0.67138 | 0 | 0 | 0 | 0
Low-grade industrial/ commercial - supermarkets | Large Food Stores (750 - 2500m2) | Supermarket 1595 | 23 | 1424.96 | 316 | 450.2874 | 76.6839 | 115.0259 | 0.67175 | 0 | 0 | 0 | 0
Low-grade industrial/ commercial - supermarkets | Large Food Stores (750 - 2500m2) | Supermarket 1596 | 23 | 1425.15 | 316 | 450.3474 | 76.6942 | 115.0412 | 0.67184 | 0 | 0 | 0 | 0
Low-grade industrial/ commercial - supermarkets | Large Food Stores (750 - 2500m2) | Supermarket 1597 | 23 | 1425.24 | 316 | 450.3758 | 76.699 | 115.0485 | 0.67188 | 0 | 0 | 0 | 0
Low-grade industrial/ commercial - supermarkets | Large Food Stores (750 - 2500m2) | Supermarket 1598 | 23 | 1425.25 | 316 | 450.379 | 76.6995 | 115.0493 | 0.67189 | 0 | 0 | 0 | 0
Low-grade industrial/ commercial - supermarkets | Large Food Stores (750 - 2500m2) | Supermarket 1599 | 23 | 1425.84 | 316 | 450.5654 | 76.7313 | 115.0969 | 0.67217 | 0 | 0 | 0 | 0
Low-grade industrial/ commercial - supermarkets | Large Food Stores (750 - 2500m2) | Supermarket 1600 | 23 | 1426.8 | 316 | 450.8688 | 76.783 | 115.1744 | 0.67262 | 0 | 0 | 0 | 0
Low-grade industrial/ commercial - supermarkets | Large Food Stores (750 - 2500m2) | Supermarket 1601 | 23 | 1427 | 316 | 450.932 | 76.7937 | 115.1906 | 0.67271 | 0 | 0 | 0 | 0
Low-grade industrial/ commercial - supermarkets | Large Food Stores (750 - 2500m2) | Supermarket 1602 | 23 | 1427.36 | 316 | 451.0458 | 76.8131 | 115.2196 | 0.67288 | 0 | 0 | 0 | 0
Low-grade industrial/ commercial - supermarkets | Large Food Stores (750 - 2500m2) | Supermarket 1603 | 23 | 1428.01 | 316 | 451.2512 | 76.8481 | 115.2721 | 0.67319 | 0 | 0 | 0 | 0
Low-grade industrial/ commercial - supermarkets | Large Food Stores (750 - 2500m2) | Supermarket 1604 | 23 | 1428.1 | 316 | 451.2796 | 76.8529 | 115.2794 | 0.67323 | 0 | 0 | 0 | 0
Low-grade industrial/ commercial - supermarkets | Large Food Stores (750 - 2500m2) | Supermarket 1605 | 23 | 1428.1 | 316 | 451.2796 | 76.8529 | 115.2794 | 0.67323 | 0 | 0 | 0 | 0
Low-grade industrial/ commercial - supermarkets | Large Food Stores (750 - 2500m2) | Supermarket 1606 | 23 | 1428.51 | 316 | 451.4092 | 76.875 | 115.3125 | 0.67342 | 0 | 0 | 0 | 0
Low-grade industrial/ commercial - supermarkets | Large Food Stores (750 - 2500m2) | Supermarket 1607 | 23 | 1428.6 | 316 | 451.4376 | 76.8798 | 115.3197 | 0.67347 | 0 | 0 | 0 | 0
Low-grade industrial/ commercial - supermarkets | Large Food Stores (750 - 2500m2) | Supermarket 1608 | 23 | 1428.9 | 316 | 451.5324 | 76.896 | 115.344 | 0.67361 | 0 | 0 | 0 | 0
Low-grade industrial/ commercial - supermarkets | Large Food Stores (750 - 2500m2) | Supermarket 1609 | 23 | 1429.44 | 316 | 451.703 | 76.925 | 115.3875 | 0.67386 | 0 | 0 | 0 | 0
Low-grade industrial/ commercial - supermarkets | Large Food Stores (750 - 2500m2) | Supermarket 1610 | 23 | 1429.5 | 316 | 451.722 | 76.9283 | 115.3924 | 0.67389 | 0 | 0 | 0 | 0
Low-grade industrial/ commercial - supermarkets | Large Food Stores (750 - 2500m2) | Supermarket 1611 | 23 | 1429.9 | 316 | 451.8484 | 76.9498 | 115.4247 | 0.67408 | 0 | 0 | 0 | 0
Low-grade industrial/ commercial - supermarkets | Large Food Stores (750 - 2500m2) | Supermarket 1612 | 23 | 1430.24 | 316 | 451.9558 | 76.9681 | 115.4521 | 0.67424 | 0 | 0 | 0 | 0
Low-grade industrial/ commercial - supermarkets | Large Food Stores (750 - 2500m2) | Supermarket 1613 | 23 | 1430.8 | 316 | 452.1328 | 76.9982 | 115.4973 | 0.6745 | 0 | 0 | 0 | 0
Low-grade industrial/ commercial - supermarkets | Large Food Stores (750 - 2500m2) | Supermarket 1614 | 23 | 1431.1 | 316 | 452.2276 | 77.0144 | 115.5215 | 0.67465 | 0 | 0 | 0 | 0
Low-grade industrial/ commercial - supermarkets | Large Food Stores (750 - 2500m2) | Supermarket 1615 | 23 | 1431.2 | 316 | 452.2592 | 77.0197 | 115.5296 | 0.67469 | 0 | 0 | 0 | 0
Low-grade industrial/ commercial - supermarkets | Large Food Stores (750 - 2500m2) | Supermarket 1616 | 23 | 1431.3 | 316 | 452.2908 | 77.0251 | 115.5377 | 0.67474 | 0 | 0 | 0 | 0
Low-grade industrial/ commercial - supermarkets | Large Food Stores (750 - 2500m2) | Supermarket 1617 | 23 | 1431.47 | 316 | 452.3445 | 77.0343 | 115.5514 | 0.67482 | 0 | 0 | 0 | 0
Low-grade industrial/ commercial - supermarkets | Food Stores | Supermarket 1618 | 23 | 1432 | 316 | 452.512 | 77.0628 | 115.5942 | 0.67507 | 0 | 0 | 0 | 0
Low-grade industrial/ commercial - supermarkets | Large Food Stores (750 - 2500m2) | Supermarket 1619 | 23 | 1432.8 | 316 | 452.7648 | 77.1058 | 115.6588 | 0.67545 | 0 | 0 | 0 | 0
Low-grade industrial/ commercial - supermarkets | Large Food Stores (750 - 2500m2) | Supermarket 1620 | 23 | 1433.08 | 316 | 452.8533 | 77.1209 | 115.6814 | 0.67558 | 0 | 0 | 0 | 0
Low-grade industrial/ commercial - supermarkets | Large Food Stores (750 - 2500m2) | Supermarket 1621 | 23 | 1433.2 | 316 | 452.8912 | 77.1274 | 115.6911 | 0.67564 | 0 | 0 | 0 | 0
Low-grade industrial/ commercial - supermarkets | Large Food Stores (750 - 2500m2) | Supermarket 1622 | 23 | 1433.2 | 316 | 452.8912 | 77.1274 | 115.6911 | 0.67564 | 0 | 0 | 0 | 0
Low-grade industrial/ commercial - supermarkets | Large Food Stores (750 - 2500m2) | Supermarket 1623 | 23 | 1433.3 | 316 | 452.9228 | 77.1328 | 115.6991 | 0.67568 | 0 | 0 | 0 | 0
Low-grade industrial/ commercial - supermarkets | Large Food Stores (750 - 2500m2) | Supermarket 1624 | 23 | 1433.8 | 316 | 453.0808 | 77.1597 | 115.7395 | 0.67592 | 0 | 0 | 0 | 0
Low-grade industrial/ commercial - supermarkets | Large Food Stores (750 - 2500m2) | Supermarket 1625 | 23 | 1435 | 316 | 453.46 | 77.2242 | 115.8364 | 0.67648 | 0 | 0 | 0 | 0
Low-grade industrial/ commercial - supermarkets | Large Food Stores (750 - 2500m2) | Supermarket 1626 | 23 | 1435 | 316 | 453.46 | 77.2242 | 115.8364 | 0.67648 | 0 | 0 | 0 | 0
Low-grade industrial/ commercial - supermarkets | Large Food Stores (750 - 2500m2) | Supermarket 1627 | 23 | 1435.05 | 316 | 453.4758 | 77.2269 | 115.8404 | 0.67651 | 0 | 0 | 0 | 0
Low-grade industrial/ commercial - supermarkets | Large Food Stores (750 - 2500m2) | Supermarket 1628 | 23 | 1435.3 | 316 | 453.5548 | 77.2404 | 115.8606 | 0.67663 | 0 | 0 | 0 | 0
Low-grade industrial/ commercial - supermarkets | Large Food Stores (750 - 2500m2) | Supermarket 1629 | 23 | 1435.72 | 316 | 453.6875 | 77.263 | 115.8945 | 0.67682 | 0 | 0 | 0 | 0
Low-grade industrial/ commercial - supermarkets | Large Food Stores (750 - 2500m2) | Supermarket 1630 | 23 | 1435.88 | 316 | 453.7381 | 77.2716 | 115.9074 | 0.6769 | 0 | 0 | 0 | 0
Low-grade industrial/ commercial - supermarkets | Large Food Stores (750 - 2500m2) | Supermarket 1631 | 23 | 1436.5 | 316 | 453.934 | 77.305 | 115.9574 | 0.67719 | 0 | 0 | 0 | 0
Low-grade industrial/ commercial - supermarkets | Shops | Supermarket 1632 | 23 | 1436.76 | 316 | 454.0162 | 77.319 | 115.9784 | 0.67731 | 0 | 0 | 0 | 0
Low-grade industrial/ commercial - supermarkets | Shops | Supermarket 1633 | 23 | 1437.5 | 316 | 454.25 | 77.3588 | 116.0382 | 0.67766 | 0 | 0 | 0 | 0
Low-grade industrial/ commercial - supermarkets | Large Food Stores (750 - 2500m2) | Supermarket 1634 | 23 | 1437.6 | 316 | 454.2816 | 77.3642 | 116.0462 | 0.67771 | 0 | 0 | 0 | 0
Low-grade industrial/ commercial - supermarkets | Large Food Stores (750 - 2500m2) | Supermarket 1635 | 23 | 1437.63 | 316 | 454.2911 | 77.3658 | 116.0487 | 0.67772 | 0 | 0 | 0 | 0
Low-grade industrial/ commercial - supermarkets | Large Food Stores (750 - 2500m2) | Supermarket 1636 | 23 | 1437.92 | 316 | 454.3827 | 77.3814 | 116.0721 | 0.67786 | 0 | 0 | 0 | 0
Low-grade industrial/ commercial - supermarkets | Large Food Stores (750 - 2500m2) | Supermarket 1637 | 23 | 1438.3 | 316 | 454.5028 | 77.4018 | 116.1027 | 0.67804 | 0 | 0 | 0 | 0
Low-grade industrial/ commercial - supermarkets | Large Food Stores (750 - 2500m2) | Supermarket 1638 | 23 | 1438.4 | 316 | 454.5344 | 77.4072 | 116.1108 | 0.67809 | 0 | 0 | 0 | 0
Low-grade industrial/ commercial - supermarkets | Large Food Stores (750 - 2500m2) | Supermarket 1639 | 23 | 1438.6 | 316 | 454.5976 | 77.418 | 116.127 | 0.67818 | 0 | 0 | 0 | 0
Low-grade industrial/ commercial - supermarkets | Large Food Stores (750 - 2500m2) | Supermarket 1640 | 23 | 1438.68 | 316 | 454.6229 | 77.4223 | 116.1334 | 0.67822 | 0 | 0 | 0 | 0
Low-grade industrial/ commercial - supermarkets | Large Food Stores (750 - 2500m2) | Supermarket 1641 | 23 | 1439.3 | 316 | 454.8188 | 77.4556 | 116.1835 | 0.67851 | 0 | 0 | 0 | 0
Low-grade industrial/ commercial - supermarkets | Large Food Stores (750 - 2500m2) | Supermarket 1642 | 23 | 1440 | 316 | 455.04 | 77.4933 | 116.24 | 0.67884 | 0 | 0 | 0 | 0
Low-grade industrial/ commercial - supermarkets | Large Food Stores (750 - 2500m2) | Supermarket 1643 | 23 | 1440.6 | 316 | 455.2296 | 77.5256 | 116.2884 | 0.67912 | 0 | 0 | 0 | 0
Low-grade industrial/ commercial - supermarkets | Large Food Stores (750 - 2500m2) | Supermarket 1644 | 23 | 1441.4 | 316 | 455.4824 | 77.5687 | 116.353 | 0.6795 | 0 | 0 | 0 | 0
Low-grade industrial/ commercial - supermarkets | Large Food Stores (750 - 2500m2) | Supermarket 1645 | 23 | 1441.71 | 316 | 455.5804 | 77.5853 | 116.378 | 0.67965 | 0 | 0 | 0 | 0
Low-grade industrial/ commercial - supermarkets | Large Food Stores (750 - 2500m2) | Supermarket 1646 | 23 | 1441.84 | 316 | 455.6214 | 77.5923 | 116.3885 | 0.67971 | 0 | 0 | 0 | 0
Low-grade industrial/ commercial - supermarkets | Large Food Stores (750 - 2500m2) | Supermarket 1647 | 23 | 1443.3 | 316 | 456.0828 | 77.6709 | 116.5064 | 0.6804 | 0 | 0 | 0 | 0
Low-grade industrial/ commercial - supermarkets | Large Food Stores (750 - 2500m2) | Supermarket 1648 | 23 | 1443.5 | 316 | 456.146 | 77.6817 | 116.5225 | 0.68049 | 0 | 0 | 0 | 0
Low-grade industrial/ commercial - supermarkets | Large Food Stores (750 - 2500m2) | Supermarket 1649 | 23 | 1443.6 | 316 | 456.1776 | 77.687 | 116.5306 | 0.68054 | 0 | 0 | 0 | 0
Low-grade industrial/ commercial - supermarkets | Large Food Stores (750 - 2500m2) | Supermarket 1650 | 23 | 1444.24 | 316 | 456.3798 | 77.7215 | 116.5822 | 0.68084 | 0 | 0 | 0 | 0
Low-grade industrial/ commercial - supermarkets | Large Food Stores (750 - 2500m2) | Supermarket 1651 | 23 | 1444.3 | 316 | 456.3988 | 77.7247 | 116.5871 | 0.68087 | 0 | 0 | 0 | 0
Low-grade industrial/ commercial - supermarkets | Large Food Stores (750 - 2500m2) | Supermarket 1652 | 23 | 1444.33 | 316 | 456.4083 | 77.7263 | 116.5895 | 0.68088 | 0 | 0 | 0 | 0
Low-grade industrial/ commercial - supermarkets | Large Food Stores (750 - 2500m2) | Supermarket 1653 | 23 | 1444.6 | 316 | 456.4936 | 77.7409 | 116.6113 | 0.68101 | 0 | 0 | 0 | 0
Low-grade industrial/ commercial - supermarkets | Large Food Stores (750 - 2500m2) | Supermarket 1654 | 23 | 1445.1 | 316 | 456.6516 | 77.7678 | 116.6517 | 0.68125 | 0 | 0 | 0 | 0
Low-grade industrial/ commercial - supermarkets | Large Food Stores (750 - 2500m2) | Supermarket 1655 | 23 | 1445.9 | 316 | 456.9044 | 77.8108 | 116.7162 | 0.68162 | 0 | 0 | 0 | 0
Low-grade industrial/ commercial - supermarkets | Large Food Stores (750 - 2500m2) | Supermarket 1656 | 23 | 1446 | 316 | 456.936 | 77.8162 | 116.7243 | 0.68167 | 0 | 0 | 0 | 0
Low-grade industrial/ commercial - supermarkets | Large Food Stores (750 - 2500m2) | Supermarket 1657 | 23 | 1447.1 | 316 | 457.2836 | 77.8754 | 116.8131 | 0.68219 | 0 | 0 | 0 | 0
Low-grade industrial/ commercial - supermarkets | Large Food Stores (750 - 2500m2) | Supermarket 1658 | 23 | 1447.88 | 316 | 457.5301 | 77.9174 | 116.8761 | 0.68256 | 0 | 0 | 0 | 0
Low-grade industrial/ commercial - supermarkets | Large Food Stores (750 - 2500m2) | Supermarket 1659 | 23 | 1448.9 | 316 | 457.8524 | 77.9723 | 116.9584 | 0.68304 | 0 | 0 | 0 | 0
Low-grade industrial/ commercial - supermarkets | Shops | Supermarket 1660 | 23 | 1449.1375 | 316 | 457.9274 | 77.985 | 116.9776 | 0.68315 | 0 | 0 | 0 | 0
Low-grade industrial/ commercial - supermarkets | Large Food Stores (750 - 2500m2) | Supermarket 1661 | 23 | 1449.8 | 316 | 458.1368 | 78.0207 | 117.031 | 0.68346 | 0 | 0 | 0 | 0
Low-grade industrial/ commercial - supermarkets | Large Food Stores (750 - 2500m2) | Supermarket 1662 | 23 | 1451.62 | 316 | 458.7119 | 78.1186 | 117.178 | 0.68432 | 0 | 0 | 0 | 0
Low-grade industrial/ commercial - supermarkets | Large Food Stores (750 - 2500m2) | Supermarket 1663 | 23 | 1452 | 316 | 458.832 | 78.1391 | 117.2086 | 0.6845 | 0 | 0 | 0 | 0
Low-grade industrial/ commercial - supermarkets | Large Food Stores (750 - 2500m2) | Supermarket 1664 | 23 | 1453.2 | 316 | 459.2112 | 78.2037 | 117.3055 | 0.68506 | 0 | 0 | 0 | 0
Low-grade industrial/ commercial - supermarkets | Large Food Stores (750 - 2500m2) | Supermarket 1665 | 23 | 1454.78 | 316 | 459.7105 | 78.2887 | 117.433 | 0.68581 | 0 | 0 | 0 | 0
Low-grade industrial/ commercial - supermarkets | Large Food Stores (750 - 2500m2) | Supermarket 1666 | 23 | 1455.08 | 316 | 459.8053 | 78.3048 | 117.4573 | 0.68595 | 0 | 0 | 0 | 0
Low-grade industrial/ commercial - supermarkets | Large Food Stores (750 - 2500m2) | Supermarket 1667 | 23 | 1455.57 | 316 | 459.9601 | 78.3312 | 117.4968 | 0.68618 | 0 | 0 | 0 | 0
Low-grade industrial/ commercial - supermarkets | Large Food Stores (750 - 2500m2) | Supermarket 1668 | 23 | 1456.16 | 316 | 460.1466 | 78.363 | 117.5444 | 0.68646 | 0 | 0 | 0 | 0
Low-grade industrial/ commercial - supermarkets | Large Food Stores (750 - 2500m2) | Supermarket 1669 | 23 | 1456.79 | 316 | 460.3456 | 78.3969 | 117.5953 | 0.68676 | 0 | 0 | 0 | 0
Low-grade industrial/ commercial - supermarkets | Large Food Stores (750 - 2500m2) | Supermarket 1670 | 23 | 1458.4 | 316 | 460.8544 | 78.4835 | 117.7253 | 0.68752 | 0 | 0 | 0 | 0
Low-grade industrial/ commercial - supermarkets | Large Food Stores (750 - 2500m2) | Supermarket 1671 | 23 | 1458.6 | 316 | 460.9176 | 78.4943 | 117.7414 | 0.68761 | 0 | 0 | 0 | 0
Low-grade industrial/ commercial - supermarkets | Large Food Stores (750 - 2500m2) | Supermarket 1672 | 23 | 1459.58 | 316 | 461.2273 | 78.547 | 117.8205 | 0.68807 | 0 | 0 | 0 | 0
Low-grade industrial/ commercial - supermarkets | Large Food Stores (750 - 2500m2) | Supermarket 1673 | 23 | 1460 | 316 | 461.36 | 78.5696 | 117.8544 | 0.68827 | 0 | 0 | 0 | 0
Low-grade industrial/ commercial - supermarkets | Large Food Stores (750 - 2500m2) | Supermarket 1674 | 23 | 1460.32 | 316 | 461.4611 | 78.5868 | 117.8802 | 0.68842 | 0 | 0 | 0 | 0
Low-grade industrial/ commercial - supermarkets | Large Food Stores (750 - 2500m2) | Supermarket 1675 | 23 | 1460.42 | 316 | 461.4927 | 78.5922 | 117.8883 | 0.68847 | 0 | 0 | 0 | 0
Low-grade industrial/ commercial - supermarkets | Large Food Stores (750 - 2500m2) | Supermarket 1676 | 23 | 1461 | 316 | 461.676 | 78.6234 | 117.9351 | 0.68874 | 0 | 0 | 0 | 0
Low-grade industrial/ commercial - supermarkets | Large Food Stores (750 - 2500m2) | Supermarket 1677 | 23 | 1461.18 | 316 | 461.7329 | 78.6331 | 117.9497 | 0.68883 | 0 | 0 | 0 | 0
Low-grade industrial/ commercial - supermarkets | Large Food Stores (750 - 2500m2) | Supermarket 1678 | 23 | 1461.3 | 316 | 461.7708 | 78.6396 | 117.9594 | 0.68888 | 0 | 0 | 0 | 0
Low-grade industrial/ commercial - supermarkets | Large Food Stores (750 - 2500m2) | Supermarket 1679 | 23 | 1461.87 | 316 | 461.9509 | 78.6702 | 118.0054 | 0.68915 | 0 | 0 | 0 | 0
Low-grade industrial/ commercial - supermarkets | Large Food Stores (750 - 2500m2) | Supermarket 1680 | 23 | 1461.9 | 316 | 461.9604 | 78.6719 | 118.0078 | 0.68917 | 0 | 0 | 0 | 0
Low-grade industrial/ commercial - supermarkets | Large Food Stores (750 - 2500m2) | Supermarket 1681 | 23 | 1462 | 316 | 461.992 | 78.6772 | 118.0159 | 0.68921 | 0 | 0 | 0 | 0
Low-grade industrial/ commercial - supermarkets | Large Food Stores (750 - 2500m2) | Supermarket 1682 | 23 | 1465 | 316 | 462.94 | 78.8387 | 118.258 | 0.69063 | 0 | 0 | 0 | 0
Low-grade industrial/ commercial - supermarkets | Shops | Supermarket 1683 | 23 | 1465.4875 | 316 | 463.0941 | 78.8649 | 118.2974 | 0.69086 | 0 | 0 | 0 | 0
Low-grade industrial/ commercial - supermarkets | Large Food Stores (750 - 2500m2) | Supermarket 1684 | 23 | 1465.7 | 316 | 463.1612 | 78.8764 | 118.3145 | 0.69096 | 0 | 0 | 0 | 0
Low-grade industrial/ commercial - supermarkets | Large Food Stores (750 - 2500m2) | Supermarket 1685 | 23 | 1466.3 | 316 | 463.3508 | 78.9086 | 118.363 | 0.69124 | 0 | 0 | 0 | 0
Low-grade industrial/ commercial - supermarkets | Large Food Stores (750 - 2500m2) | Supermarket 1686 | 23 | 1466.56 | 316 | 463.433 | 78.9226 | 118.3839 | 0.69136 | 0 | 0 | 0 | 0
Low-grade industrial/ commercial - supermarkets | Large Food Stores (750 - 2500m2) | Supermarket 1687 | 23 | 1466.7 | 316 | 463.4772 | 78.9302 | 118.3953 | 0.69143 | 0 | 0 | 0 | 0
Low-grade industrial/ commercial - supermarkets | Large Food Stores (750 - 2500m2) | Supermarket 1688 | 23 | 1467.24 | 316 | 463.6478 | 78.9592 | 118.4388 | 0.69168 | 0 | 0 | 0 | 0
Low-grade industrial/ commercial - supermarkets | Large Food Stores (750 - 2500m2) | Supermarket 1689 | 23 | 1467.4 | 316 | 463.6984 | 78.9678 | 118.4518 | 0.69176 | 0 | 0 | 0 | 0
Low-grade industrial/ commercial - supermarkets | Large Food Stores (750 - 2500m2) | Supermarket 1690 | 23 | 1467.49 | 316 | 463.7268 | 78.9727 | 118.459 | 0.6918 | 0 | 0 | 0 | 0
Low-grade industrial/ commercial - supermarkets | Large Food Stores (750 - 2500m2) | Supermarket 1691 | 23 | 1467.51 | 316 | 463.7332 | 78.9738 | 118.4606 | 0.69181 | 0 | 0 | 0 | 0
Low-grade industrial/ commercial - supermarkets | Large Food Stores (750 - 2500m2) | Supermarket 1692 | 23 | 1467.63 | 316 | 463.7711 | 78.9802 | 118.4703 | 0.69187 | 0 | 0 | 0 | 0
Low-grade industrial/ commercial - supermarkets | Large Food Stores (750 - 2500m2) | Supermarket 1693 | 23 | 1468.43 | 316 | 464.0239 | 79.0233 | 118.5349 | 0.69224 | 0 | 0 | 0 | 0
Low-grade industrial/ commercial - supermarkets | Large Food Stores (750 - 2500m2) | Supermarket 1694 | 23 | 1469.46 | 316 | 464.3494 | 79.0787 | 118.618 | 0.69273 | 0 | 0 | 0 | 0
Low-grade industrial/ commercial - supermarkets | Large Food Stores (750 - 2500m2) | Supermarket 1695 | 23 | 1469.74 | 316 | 464.4378 | 79.0938 | 118.6406 | 0.69286 | 0 | 0 | 0 | 0
Low-grade industrial/ commercial - supermarkets | Large Food Stores (750 - 2500m2) | Supermarket 1696 | 23 | 1470.07 | 316 | 464.5421 | 79.1115 | 118.6673 | 0.69302 | 0 | 0 | 0 | 0
Low-grade industrial/ commercial - supermarkets | Large Food Stores (750 - 2500m2) | Supermarket 1697 | 23 | 1470.2 | 316 | 464.5832 | 79.1185 | 118.6778 | 0.69308 | 0 | 0 | 0 | 0
Low-grade industrial/ commercial - supermarkets | Large Food Stores (750 - 2500m2) | Supermarket 1698 | 23 | 1470.4 | 316 | 464.6464 | 79.1293 | 118.6939 | 0.69317 | 0 | 0 | 0 | 0
Low-grade industrial/ commercial - supermarkets | Large Food Stores (750 - 2500m2) | Supermarket 1699 | 23 | 1470.48 | 316 | 464.6717 | 79.1336 | 118.7004 | 0.69321 | 0 | 0 | 0 | 0
Low-grade industrial/ commercial - supermarkets | Large Food Stores (750 - 2500m2) | Supermarket 1700 | 23 | 1470.78 | 316 | 464.7665 | 79.1497 | 118.7246 | 0.69335 | 0 | 0 | 0 | 0
Low-grade industrial/ commercial - supermarkets | Large Food Stores (750 - 2500m2) | Supermarket 1701 | 23 | 1471 | 316 | 464.836 | 79.1616 | 118.7424 | 0.69346 | 0 | 0 | 0 | 0
Low-grade industrial/ commercial - supermarkets | Large Food Stores (750 - 2500m2) | Supermarket 1702 | 23 | 1472.1 | 316 | 465.1836 | 79.2208 | 118.8312 | 0.69397 | 0 | 0 | 0 | 0
Low-grade industrial/ commercial - supermarkets | Large Food Stores (750 - 2500m2) | Supermarket 1703 | 23 | 1473 | 316 | 465.468 | 79.2692 | 118.9038 | 0.6944 | 0 | 0 | 0 | 0
Low-grade industrial/ commercial - supermarkets | Large Food Stores (750 - 2500m2) | Supermarket 1704 | 23 | 1474.12 | 316 | 465.8219 | 79.3295 | 118.9942 | 0.69493 | 0 | 0 | 0 | 0
Low-grade industrial/ commercial - supermarkets | Large Food Stores (750 - 2500m2) | Supermarket 1705 | 23 | 1474.23 | 316 | 465.8567 | 79.3354 | 119.0031 | 0.69498 | 0 | 0 | 0 | 0
Low-grade industrial/ commercial - supermarkets | Large Food Stores (750 - 2500m2) | Supermarket 1706 | 23 | 1475.99 | 316 | 466.4128 | 79.4301 | 119.1452 | 0.69581 | 0 | 0 | 0 | 0
Low-grade industrial/ commercial - supermarkets | Large Food Stores (750 - 2500m2) | Supermarket 1707 | 23 | 1476.92 | 316 | 466.7067 | 79.4802 | 119.2202 | 0.69625 | 0 | 0 | 0 | 0
Low-grade industrial/ commercial - supermarkets | Large Food Stores (750 - 2500m2) | Supermarket 1708 | 23 | 1477.1 | 316 | 466.7636 | 79.4898 | 119.2348 | 0.69633 | 0 | 0 | 0 | 0
Low-grade industrial/ commercial - supermarkets | Large Food Stores (750 - 2500m2) | Supermarket 1709 | 23 | 1477.5 | 316 | 466.89 | 79.5114 | 119.2671 | 0.69652 | 0 | 0 | 0 | 0
Low-grade industrial/ commercial - supermarkets | Large Food Stores (750 - 2500m2) | Supermarket 1710 | 23 | 1477.5 | 316 | 466.89 | 79.5114 | 119.2671 | 0.69652 | 0 | 0 | 0 | 0
Low-grade industrial/ commercial - supermarkets | Large Food Stores (750 - 2500m2) | Supermarket 1711 | 23 | 1478.83 | 316 | 467.3103 | 79.5829 | 119.3744 | 0.69715 | 0 | 0 | 0 | 0
Low-grade industrial/ commercial - supermarkets | Large Food Stores (750 - 2500m2) | Supermarket 1712 | 23 | 1479 | 316 | 467.364 | 79.5921 | 119.3881 | 0.69723 | 0 | 0 | 0 | 0
Low-grade industrial/ commercial - supermarkets | Large Food Stores (750 - 2500m2) | Supermarket 1713 | 23 | 1479 | 316 | 467.364 | 79.5921 | 119.3881 | 0.69723 | 0 | 0 | 0 | 0
Low-grade industrial/ commercial - supermarkets | Food Stores | Supermarket 1714 | 23 | 1479.0125 | 316 | 467.368 | 79.5928 | 119.3891 | 0.69723 | 0 | 0 | 0 | 0
Low-grade industrial/ commercial - supermarkets | Large Food Stores (750 - 2500m2) | Supermarket 1715 | 23 | 1479.55 | 316 | 467.5378 | 79.6217 | 119.4325 | 0.69749 | 0 | 0 | 0 | 0
Low-grade industrial/ commercial - supermarkets | Large Food Stores (750 - 2500m2) | Supermarket 1716 | 23 | 1479.95 | 316 | 467.6642 | 79.6432 | 119.4648 | 0.69767 | 0 | 0 | 0 | 0
Low-grade industrial/ commercial - supermarkets | Large Food Stores (750 - 2500m2) | Supermarket 1717 | 23 | 1480.07 | 316 | 467.7021 | 79.6497 | 119.4745 | 0.69773 | 0 | 0 | 0 | 0
Low-grade industrial/ commercial - supermarkets | Retail Warehouses and Foodstores | Supermarket 1718 | 23 | 1480.22 | 316 | 467.7495 | 79.6577 | 119.4866 | 0.6978 | 0 | 0 | 0 | 0
Low-grade industrial/ commercial - supermarkets | Large Food Stores (750 - 2500m2) | Supermarket 1719 | 23 | 1480.84 | 316 | 467.9454 | 79.6911 | 119.5367 | 0.69809 | 0 | 0 | 0 | 0
Low-grade industrial/ commercial - supermarkets | Large Food Stores (750 - 2500m2) | Supermarket 1720 | 23 | 1480.9 | 316 | 467.9644 | 79.6943 | 119.5415 | 0.69812 | 0 | 0 | 0 | 0
Low-grade industrial/ commercial - supermarkets | Large Food Stores (750 - 2500m2) | Supermarket 1721 | 23 | 1481.3 | 316 | 468.0908 | 79.7159 | 119.5738 | 0.69831 | 0 | 0 | 0 | 0
Low-grade industrial/ commercial - supermarkets | Large Food Stores (750 - 2500m2) | Supermarket 1722 | 23 | 1481.5 | 316 | 468.154 | 79.7266 | 119.5899 | 0.69841 | 0 | 0 | 0 | 0
Low-grade industrial/ commercial - supermarkets | Large Food Stores (750 - 2500m2) | Supermarket 1723 | 23 | 1481.53 | 316 | 468.1635 | 79.7282 | 119.5924 | 0.69842 | 0 | 0 | 0 | 0
Low-grade industrial/ commercial - supermarkets | Large Food Stores (750 - 2500m2) | Supermarket 1724 | 23 | 1482.03 | 316 | 468.3215 | 79.7551 | 119.6327 | 0.69866 | 0 | 0 | 0 | 0
Low-grade industrial/ commercial - supermarkets | Large Food Stores (750 - 2500m2) | Supermarket 1725 | 23 | 1482.3 | 316 | 468.4068 | 79.7697 | 119.6545 | 0.69878 | 0 | 0 | 0 | 0
Low-grade industrial/ commercial - supermarkets | Large Food Stores (750 - 2500m2) | Supermarket 1726 | 23 | 1482.65 | 316 | 468.5174 | 79.7885 | 119.6828 | 0.69895 | 0 | 0 | 0 | 0
Low-grade industrial/ commercial - supermarkets | Large Food Stores (750 - 2500m2) | Supermarket 1727 | 23 | 1483.29 | 316 | 468.7196 | 79.823 | 119.7344 | 0.69925 | 0 | 0 | 0 | 0
Low-grade industrial/ commercial - supermarkets | Large Food Stores (750 - 2500m2) | Supermarket 1728 | 23 | 1483.75 | 316 | 468.865 | 79.8477 | 119.7716 | 0.69947 | 0 | 0 | 0 | 0
Low-grade industrial/ commercial - supermarkets | Large Food Stores (750 - 2500m2) | Supermarket 1729 | 23 | 1483.9 | 316 | 468.9124 | 79.8558 | 119.7837 | 0.69954 | 0 | 0 | 0 | 0
Low-grade industrial/ commercial - supermarkets | Large Food Stores (750 - 2500m2) | Supermarket 1730 | 23 | 1484 | 316 | 468.944 | 79.8612 | 119.7917 | 0.69958 | 0 | 0 | 0 | 0
Low-grade industrial/ commercial - supermarkets | Large Food Stores (750 - 2500m2) | Supermarket 1731 | 23 | 1485.12 | 316 | 469.2979 | 79.9214 | 119.8822 | 0.70011 | 0 | 0 | 0 | 0
Low-grade industrial/ commercial - supermarkets | Large Food Stores (750 - 2500m2) | Supermarket 1732 | 23 | 1486 | 316 | 469.576 | 79.9688 | 119.9532 | 0.70053 | 0 | 0 | 0 | 0
Low-grade industrial/ commercial - supermarkets | Large Food Stores (750 - 2500m2) | Supermarket 1733 | 23 | 1486.4 | 316 | 469.7024 | 79.9903 | 119.9855 | 0.70072 | 0 | 0 | 0 | 0
Low-grade industrial/ commercial - supermarkets | Large Food Stores (750 - 2500m2) | Supermarket 1734 | 23 | 1486.45 | 316 | 469.7182 | 79.993 | 119.9895 | 0.70074 | 0 | 0 | 0 | 0
Low-grade industrial/ commercial - supermarkets | Large Food Stores (750 - 2500m2) | Supermarket 1735 | 23 | 1486.58 | 316 | 469.7593 | 80 | 120 | 0.7008 | 0 | 0 | 0 | 0
Low-grade industrial/ commercial - supermarkets | Large Food Stores (750 - 2500m2) | Supermarket 1736 | 23 | 1486.74 | 316 | 469.8098 | 80.0086 | 120.0129 | 0.70088 | 0 | 0 | 0 | 0
Low-grade industrial/ commercial - supermarkets | Large Food Stores (750 - 2500m2) | Supermarket 1737 | 23 | 1487.38 | 316 | 470.0121 | 80.0431 | 120.0646 | 0.70118 | 0 | 0 | 0 | 0
Low-grade industrial/ commercial - supermarkets | Large Food Stores (750 - 2500m2) | Supermarket 1738 | 23 | 1487.8 | 316 | 470.1448 | 80.0657 | 120.0985 | 0.70138 | 0 | 0 | 0 | 0
Low-grade industrial/ commercial - supermarkets | Large Food Stores (750 - 2500m2) | Supermarket 1739 | 23 | 1488.83 | 316 | 470.4703 | 80.1211 | 120.1816 | 0.70186 | 0 | 0 | 0 | 0
Low-grade industrial/ commercial - supermarkets | Large Food Stores (750 - 2500m2) | Supermarket 1740 | 23 | 1490 | 316 | 470.84 | 80.1841 | 120.2761 | 0.70241 | 0 | 0 | 0 | 0
Low-grade industrial/ commercial - supermarkets | Large Food Stores (750 - 2500m2) | Supermarket 1741 | 23 | 1490.07 | 316 | 470.8621 | 80.1878 | 120.2817 | 0.70245 | 0 | 0 | 0 | 0
Low-grade industrial/ commercial - supermarkets | Large Food Stores (750 - 2500m2) | Supermarket 1742 | 23 | 1491.1 | 316 | 471.1876 | 80.2432 | 120.3649 | 0.70293 | 0 | 0 | 0 | 0
Low-grade industrial/ commercial - supermarkets | Large Food Stores (750 - 2500m2) | Supermarket 1743 | 23 | 1492 | 316 | 471.472 | 80.2917 | 120.4375 | 0.70336 | 0 | 0 | 0 | 0
Low-grade industrial/ commercial - supermarkets | Retail Warehouses and Foodstores | Supermarket 1744 | 23 | 1493.8 | 316 | 472.0408 | 80.3885 | 120.5828 | 0.7042 | 0 | 0 | 0 | 0
Low-grade industrial/ commercial - supermarkets | Large Food Stores (750 - 2500m2) | Supermarket 1745 | 23 | 1493.9 | 316 | 472.0724 | 80.3939 | 120.5909 | 0.70425 | 0 | 0 | 0 | 0
Low-grade industrial/ commercial - supermarkets | Large Food Stores (750 - 2500m2) | Supermarket 1746 | 23 | 1494 | 316 | 472.104 | 80.3993 | 120.599 | 0.7043 | 0 | 0 | 0 | 0
Low-grade industrial/ commercial - supermarkets | Large Food Stores (750 - 2500m2) | Supermarket 1747 | 23 | 1494.5 | 316 | 472.262 | 80.4262 | 120.6393 | 0.70453 | 0 | 0 | 0 | 0
Low-grade industrial/ commercial - supermarkets | Large Food Stores (750 - 2500m2) | Supermarket 1748 | 23 | 1494.7 | 316 | 472.3252 | 80.437 | 120.6555 | 0.70463 | 0 | 0 | 0 | 0
Low-grade industrial/ commercial - supermarkets | Large Food Stores (750 - 2500m2) | Supermarket 1749 | 23 | 1494.71 | 316 | 472.3284 | 80.4375 | 120.6563 | 0.70463 | 0 | 0 | 0 | 0
Low-grade industrial/ commercial - supermarkets | Large Food Stores (750 - 2500m2) | Supermarket 1750 | 23 | 1494.77 | 316 | 472.3473 | 80.4407 | 120.6611 | 0.70466 | 0 | 0 | 0 | 0
Low-grade industrial/ commercial - supermarkets | Large Food Stores (750 - 2500m2) | Supermarket 1751 | 23 | 1494.88 | 316 | 472.3821 | 80.4467 | 120.67 | 0.70471 | 0 | 0 | 0 | 0
Low-grade industrial/ commercial - supermarkets | Large Food Stores (750 - 2500m2) | Supermarket 1752 | 23 | 1495.7 | 316 | 472.6412 | 80.4908 | 120.7362 | 0.7051 | 0 | 0 | 0 | 0
Low-grade industrial/ commercial - supermarkets | Large Food Stores (750 - 2500m2) | Supermarket 1753 | 23 | 1498.44 | 316 | 473.507 | 80.6382 | 120.9574 | 0.70639 | 0 | 0 | 0 | 0
Low-grade industrial/ commercial - supermarkets | Large Food Stores (750 - 2500m2) | Supermarket 1754 | 23 | 1498.5 | 316 | 473.526 | 80.6415 | 120.9622 | 0.70642 | 0 | 0 | 0 | 0
Low-grade industrial/ commercial - supermarkets | Large Food Stores (750 - 2500m2) | Supermarket 1755 | 23 | 1498.56 | 316 | 473.545 | 80.6447 | 120.9671 | 0.70645 | 0 | 0 | 0 | 0
Low-grade industrial/ commercial - supermarkets | Food Stores | Supermarket 1756 | 23 | 1499.1125 | 316 | 473.7195 | 80.6744 | 121.0117 | 0.70671 | 0 | 0 | 0 | 0
Low-grade industrial/ commercial - supermarkets | Large Food Stores (750 - 2500m2) | Supermarket 1757 | 23 | 1500 | 316 | 474 | 80.7222 | 121.0833 | 0.70713 | 0 | 0 | 0 | 0
Low-grade industrial/ commercial - supermarkets | Large Food Stores (750 - 2500m2) | Supermarket 1758 | 23 | 1500.8 | 316 | 474.2528 | 80.7653 | 121.1479 | 0.7075 | 0 | 0 | 0 | 0
Low-grade industrial/ commercial - supermarkets | Large Food Stores (750 - 2500m2) | Supermarket 1759 | 23 | 1501.04 | 316 | 474.3286 | 80.7782 | 121.1673 | 0.70762 | 0 | 0 | 0 | 0
Low-grade industrial/ commercial - supermarkets | Large Food Stores (750 - 2500m2) | Supermarket 1760 | 23 | 1501.2 | 316 | 474.3792 | 80.7868 | 121.1802 | 0.70769 | 0 | 0 | 0 | 0
Low-grade industrial/ commercial - supermarkets | Large Food Stores (750 - 2500m2) | Supermarket 1761 | 23 | 1502 | 316 | 474.632 | 80.8298 | 121.2447 | 0.70807 | 0 | 0 | 0 | 0
Low-grade industrial/ commercial - supermarkets | Large Food Stores (750 - 2500m2) | Supermarket 1762 | 23 | 1503.03 | 316 | 474.9575 | 80.8853 | 121.3279 | 0.70855 | 0 | 0 | 0 | 0
Low-grade industrial/ commercial - supermarkets | Large Food Stores (750 - 2500m2) | Supermarket 1763 | 23 | 1503.11 | 316 | 474.9828 | 80.8896 | 121.3343 | 0.70859 | 0 | 0 | 0 | 0
Low-grade industrial/ commercial - supermarkets | Large Food Stores (750 - 2500m2) | Supermarket 1764 | 23 | 1504.4 | 316 | 475.3904 | 80.959 | 121.4385 | 0.7092 | 0 | 0 | 0 | 0
Low-grade industrial/ commercial - supermarkets | Large Food Stores (750 - 2500m2) | Supermarket 1765 | 23 | 1504.5 | 316 | 475.422 | 80.9644 | 121.4465 | 0.70925 | 0 | 0 | 0 | 0
Low-grade industrial/ commercial - supermarkets | Large Food Stores (750 - 2500m2) | Supermarket 1766 | 23 | 1504.63 | 316 | 475.4631 | 80.9714 | 121.457 | 0.70931 | 0 | 0 | 0 | 0
Low-grade industrial/ commercial - supermarkets | Large Food Stores (750 - 2500m2) | Supermarket 1767 | 23 | 1504.87 | 316 | 475.5389 | 80.9843 | 121.4764 | 0.70942 | 0 | 0 | 0 | 0
Low-grade industrial/ commercial - supermarkets | Large Food Stores (750 - 2500m2) | Supermarket 1768 | 23 | 1505.88 | 316 | 475.8581 | 81.0386 | 121.5579 | 0.7099 | 0 | 0 | 0 | 0
Low-grade industrial/ commercial - supermarkets | Large Food Stores (750 - 2500m2) | Supermarket 1769 | 23 | 1506.47 | 316 | 476.0445 | 81.0704 | 121.6056 | 0.71018 | 0 | 0 | 0 | 0
Low-grade industrial/ commercial - supermarkets | Large Food Stores (750 - 2500m2) | Supermarket 1770 | 23 | 1506.8 | 316 | 476.1488 | 81.0881 | 121.6322 | 0.71033 | 0 | 0 | 0 | 0
Low-grade industrial/ commercial - supermarkets | Large Food Stores (750 - 2500m2) | Supermarket 1771 | 23 | 1506.84 | 316 | 476.1614 | 81.0903 | 121.6354 | 0.71035 | 0 | 0 | 0 | 0
Low-grade industrial/ commercial - supermarkets | Large Food Stores (750 - 2500m2) | Supermarket 1772 | 23 | 1507.05 | 316 | 476.2278 | 81.1016 | 121.6524 | 0.71045 | 0 | 0 | 0 | 0
Low-grade industrial/ commercial - supermarkets | Large Food Stores (750 - 2500m2) | Supermarket 1773 | 23 | 1507.7 | 316 | 476.4332 | 81.1366 | 121.7049 | 0.71076 | 0 | 0 | 0 | 0
Low-grade industrial/ commercial - supermarkets | Large Food Stores (750 - 2500m2) | Supermarket 1774 | 23 | 1508.1 | 316 | 476.5596 | 81.1581 | 121.7371 | 0.71094 | 0 | 0 | 0 | 0
Low-grade industrial/ commercial - supermarkets | Large Food Stores (750 - 2500m2) | Supermarket 1775 | 23 | 1508.17 | 316 | 476.5817 | 81.1619 | 121.7428 | 0.71098 | 0 | 0 | 0 | 0
Low-grade industrial/ commercial - supermarkets | Large Food Stores (750 - 2500m2) | Supermarket 1776 | 23 | 1508.4 | 316 | 476.6544 | 81.1742 | 121.7614 | 0.71109 | 0 | 0 | 0 | 0
Low-grade industrial/ commercial - supermarkets | Large Food Stores (750 - 2500m2) | Supermarket 1777 | 23 | 1508.6 | 316 | 476.7176 | 81.185 | 121.7775 | 0.71118 | 0 | 0 | 0 | 0
Low-grade industrial/ commercial - supermarkets | Large Food Stores (750 - 2500m2) | Supermarket 1778 | 23 | 1509 | 316 | 476.844 | 81.2065 | 121.8098 | 0.71137 | 0 | 0 | 0 | 0
Low-grade industrial/ commercial - supermarkets | Shops | Supermarket 1779 | 23 | 1509.3625 | 316 | 476.9586 | 81.226 | 121.8391 | 0.71154 | 0 | 0 | 0 | 0
Low-grade industrial/ commercial - supermarkets | Large Food Stores (750 - 2500m2) | Supermarket 1780 | 23 | 1509.8 | 316 | 477.0968 | 81.2496 | 121.8744 | 0.71175 | 0 | 0 | 0 | 0
Low-grade industrial/ commercial - supermarkets | Large Food Stores (750 - 2500m2) | Supermarket 1781 | 23 | 1509.8 | 316 | 477.0968 | 81.2496 | 121.8744 | 0.71175 | 0 | 0 | 0 | 0
Low-grade industrial/ commercial - supermarkets | Large Food Stores (750 - 2500m2) | Supermarket 1782 | 23 | 1510 | 316 | 477.16 | 81.2603 | 121.8905 | 0.71184 | 0 | 0 | 0 | 0
Low-grade industrial/ commercial - supermarkets | Large Food Stores (750 - 2500m2) | Supermarket 1783 | 23 | 1511.4 | 316 | 477.6024 | 81.3357 | 122.0035 | 0.7125 | 0 | 0 | 0 | 0
Low-grade industrial/ commercial - supermarkets | Large Food Stores (750 - 2500m2) | Supermarket 1784 | 23 | 1511.5 | 316 | 477.634 | 81.3411 | 122.0116 | 0.71255 | 0 | 0 | 0 | 0
Low-grade industrial/ commercial - supermarkets | Large Food Stores (750 - 2500m2) | Supermarket 1785 | 23 | 1511.7 | 316 | 477.6972 | 81.3518 | 122.0277 | 0.71264 | 0 | 0 | 0 | 0
Low-grade industrial/ commercial - supermarkets | Large Food Stores (750 - 2500m2) | Supermarket 1786 | 23 | 1511.8 | 316 | 477.7288 | 81.3572 | 122.0358 | 0.71269 | 0 | 0 | 0 | 0
Low-grade industrial/ commercial - supermarkets | Large Food Stores (750 - 2500m2) | Supermarket 1787 | 23 | 1512 | 316 | 477.792 | 81.368 | 122.052 | 0.71278 | 0 | 0 | 0 | 0
Low-grade industrial/ commercial - supermarkets | Large Food Stores (750 - 2500m2) | Supermarket 1788 | 23 | 1513 | 316 | 478.108 | 81.4218 | 122.1327 | 0.71325 | 0 | 0 | 0 | 0
Low-grade industrial/ commercial - supermarkets | Large Food Stores (750 - 2500m2) | Supermarket 1789 | 23 | 1513.95 | 316 | 478.4082 | 81.4729 | 122.2094 | 0.7137 | 0 | 0 | 0 | 0
Low-grade industrial/ commercial - supermarkets | Large Food Stores (750 - 2500m2) | Supermarket 1790 | 23 | 1514.39 | 316 | 478.5472 | 81.4966 | 122.2449 | 0.71391 | 0 | 0 | 0 | 0
Low-grade industrial/ commercial - supermarkets | Large Food Stores (750 - 2500m2) | Supermarket 1791 | 23 | 1515 | 316 | 478.74 | 81.5294 | 122.2941 | 0.7142 | 0 | 0 | 0 | 0
Low-grade industrial/ commercial - supermarkets | Large Food Stores (750 - 2500m2) | Supermarket 1792 | 23 | 1515.89 | 316 | 479.0212 | 81.5773 | 122.366 | 0.71462 | 0 | 0 | 0 | 0
Low-grade industrial/ commercial - supermarkets | Large Food Stores (750 - 2500m2) | Supermarket 1793 | 23 | 1516.21 | 316 | 479.1224 | 81.5945 | 122.3918 | 0.71477 | 0 | 0 | 0 | 0
Low-grade industrial/ commercial - supermarkets | Large Food Stores (750 - 2500m2) | Supermarket 1794 | 23 | 1516.4 | 316 | 479.1824 | 81.6048 | 122.4071 | 0.71486 | 0 | 0 | 0 | 0
Low-grade industrial/ commercial - supermarkets | Large Food Stores (750 - 2500m2) | Supermarket 1795 | 23 | 1516.8 | 316 | 479.3088 | 81.6263 | 122.4394 | 0.71505 | 0 | 0 | 0 | 0
Low-grade industrial/ commercial - supermarkets | Large Food Stores (750 - 2500m2) | Supermarket 1796 | 23 | 1516.85 | 316 | 479.3246 | 81.629 | 122.4435 | 0.71507 | 0 | 0 | 0 | 0
Low-grade industrial/ commercial - supermarkets | Large Food Stores (750 - 2500m2) | Supermarket 1797 | 23 | 1517.41 | 316 | 479.5016 | 81.6591 | 122.4887 | 0.71533 | 0 | 0 | 0 | 0
Low-grade industrial/ commercial - supermarkets | Large Food Stores (750 - 2500m2) | Supermarket 1798 | 23 | 1518.25 | 316 | 479.767 | 81.7043 | 122.5565 | 0.71573 | 0 | 0 | 0 | 0
Low-grade industrial/ commercial - supermarkets | Large Food Stores (750 - 2500m2) | Supermarket 1799 | 23 | 1518.99 | 316 | 480.0008 | 81.7441 | 122.6162 | 0.71608 | 0 | 0 | 0 | 0
Low-grade industrial/ commercial - supermarkets | Large Food Stores (750 - 2500m2) | Supermarket 1800 | 23 | 1519.12 | 316 | 480.0419 | 81.7511 | 122.6267 | 0.71614 | 0 | 0 | 0 | 0
Low-grade industrial/ commercial - supermarkets | Large Food Stores (750 - 2500m2) | Supermarket 1801 | 23 | 1519.3 | 316 | 480.0988 | 81.7608 | 122.6412 | 0.71622 | 0 | 0 | 0 | 0
Low-grade industrial/ commercial - supermarkets | Large Food Stores (750 - 2500m2) | Supermarket 1802 | 23 | 1519.5 | 316 | 480.162 | 81.7716 | 122.6574 | 0.71632 | 0 | 0 | 0 | 0
Low-grade industrial/ commercial - supermarkets | Large Food Stores (750 - 2500m2) | Supermarket 1803 | 23 | 1519.6 | 316 | 480.1936 | 81.777 | 122.6655 | 0.71637 | 0 | 0 | 0 | 0
Low-grade industrial/ commercial - supermarkets | Large Food Stores (750 - 2500m2) | Supermarket 1804 | 23 | 1519.6 | 316 | 480.1936 | 81.777 | 122.6655 | 0.71637 | 0 | 0 | 0 | 0
Low-grade industrial/ commercial - supermarkets | Large Food Stores (750 - 2500m2) | Supermarket 1805 | 23 | 1519.62 | 316 | 480.1999 | 81.778 | 122.6671 | 0.71638 | 0 | 0 | 0 | 0
Low-grade industrial/ commercial - supermarkets | Shops | Supermarket 1806 | 23 | 1519.75 | 316 | 480.241 | 81.785 | 122.6776 | 0.71644 | 0 | 0 | 0 | 0
Low-grade industrial/ commercial - supermarkets | Large Food Stores (750 - 2500m2) | Supermarket 1807 | 23 | 1520.66 | 316 | 480.5286 | 81.834 | 122.751 | 0.71687 | 0 | 0 | 0 | 0
Low-grade industrial/ commercial - supermarkets | Large Food Stores (750 - 2500m2) | Supermarket 1808 | 23 | 1522.4 | 316 | 481.0784 | 81.9277 | 122.8915 | 0.71769 | 0 | 0 | 0 | 0
Low-grade industrial/ commercial - supermarkets | Large Food Stores (750 - 2500m2) | Supermarket 1809 | 23 | 1522.5 | 316 | 481.11 | 81.933 | 122.8995 | 0.71773 | 0 | 0 | 0 | 0
Low-grade industrial/ commercial - supermarkets | Large Food Stores (750 - 2500m2) | Supermarket 1810 | 23 | 1522.67 | 316 | 481.1637 | 81.9422 | 122.9133 | 0.71781 | 0 | 0 | 0 | 0
Low-grade industrial/ commercial - supermarkets | Large Food Stores (750 - 2500m2) | Supermarket 1811 | 23 | 1523 | 316 | 481.268 | 81.9599 | 122.9399 | 0.71797 | 0 | 0 | 0 | 0
Low-grade industrial/ commercial - supermarkets | Large Food Stores (750 - 2500m2) | Supermarket 1812 | 23 | 1523.15 | 316 | 481.3154 | 81.968 | 122.952 | 0.71804 | 0 | 0 | 0 | 0
Low-grade industrial/ commercial - supermarkets | Large Food Stores (750 - 2500m2) | Supermarket 1813 | 23 | 1524.55 | 316 | 481.7578 | 82.0434 | 123.065 | 0.7187 | 0 | 0 | 0 | 0
Low-grade industrial/ commercial - supermarkets | Large Food Stores (750 - 2500m2) | Supermarket 1814 | 23 | 1524.89 | 316 | 481.8652 | 82.0617 | 123.0925 | 0.71886 | 0 | 0 | 0 | 0
Low-grade industrial/ commercial - supermarkets | Large Food Stores (750 - 2500m2) | Supermarket 1815 | 23 | 1524.95 | 316 | 481.8842 | 82.0649 | 123.0973 | 0.71889 | 0 | 0 | 0 | 0
Low-grade industrial/ commercial - supermarkets | Large Food Stores (750 - 2500m2) | Supermarket 1816 | 23 | 1525.13 | 316 | 481.9411 | 82.0746 | 123.1118 | 0.71897 | 0 | 0 | 0 | 0
Low-grade industrial/ commercial - supermarkets | Large Food Stores (750 - 2500m2) | Supermarket 1817 | 23 | 1525.8 | 316 | 482.1528 | 82.1106 | 123.1659 | 0.71929 | 0 | 0 | 0 | 0
Low-grade industrial/ commercial - supermarkets | Large Food Stores (750 - 2500m2) | Supermarket 1818 | 23 | 1525.95 | 316 | 482.2002 | 82.1187 | 123.178 | 0.71936 | 0 | 0 | 0 | 0
Low-grade industrial/ commercial - supermarkets | Large Food Stores (750 - 2500m2) | Supermarket 1819 | 23 | 1526.1 | 316 | 482.2476 | 82.1268 | 123.1901 | 0.71943 | 0 | 0 | 0 | 0
Low-grade industrial/ commercial - supermarkets | Large Food Stores (750 - 2500m2) | Supermarket 1820 | 23 | 1526.4 | 316 | 482.3424 | 82.1429 | 123.2144 | 0.71957 | 0 | 0 | 0 | 0
Low-grade industrial/ commercial - supermarkets | Large Food Stores (750 - 2500m2) | Supermarket 1821 | 23 | 1526.71 | 316 | 482.4404 | 82.1596 | 123.2394 | 0.71972 | 0 | 0 | 0 | 0
Low-grade industrial/ commercial - supermarkets | Large Food Stores (750 - 2500m2) | Supermarket 1822 | 23 | 1526.86 | 316 | 482.4878 | 82.1677 | 123.2515 | 0.71979 | 0 | 0 | 0 | 0
Low-grade industrial/ commercial - supermarkets | Large Food Stores (750 - 2500m2) | Supermarket 1823 | 23 | 1527.3 | 316 | 482.6268 | 82.1913 | 123.287 | 0.72 | 0 | 0 | 0 | 0
Low-grade industrial/ commercial - supermarkets | Large Food Stores (750 - 2500m2) | Supermarket 1824 | 23 | 1528.9 | 316 | 483.1324 | 82.2774 | 123.4162 | 0.72075 | 0 | 0 | 0 | 0
Low-grade industrial/ commercial - supermarkets | Large Food Stores (750 - 2500m2) | Supermarket 1825 | 23 | 1529.7 | 316 | 483.3852 | 82.3205 | 123.4807 | 0.72113 | 0 | 0 | 0 | 0
Low-grade industrial/ commercial - supermarkets | Large Food Stores (750 - 2500m2) | Supermarket 1826 | 23 | 1529.8 | 316 | 483.4168 | 82.3259 | 123.4888 | 0.72117 | 0 | 0 | 0 | 0
Low-grade industrial/ commercial - supermarkets | Large Food Stores (750 - 2500m2) | Supermarket 1827 | 23 | 1529.9 | 316 | 483.4484 | 82.3313 | 123.4969 | 0.72122 | 0 | 0 | 0 | 0
Low-grade industrial/ commercial - supermarkets | Large Food Stores (750 - 2500m2) | Supermarket 1828 | 23 | 1530.05 | 316 | 483.4958 | 82.3393 | 123.509 | 0.72129 | 0 | 0 | 0 | 0
Low-grade industrial/ commercial - supermarkets | Large Food Stores (750 - 2500m2) | Supermarket 1829 | 23 | 1530.33 | 316 | 483.5843 | 82.3544 | 123.5316 | 0.72142 | 0 | 0 | 0 | 0
Low-grade industrial/ commercial - supermarkets | Retail Warehouses and Foodstores | Supermarket 1830 | 23 | 1530.53 | 316 | 483.6475 | 82.3652 | 123.5477 | 0.72152 | 0 | 0 | 0 | 0
Low-grade industrial/ commercial - supermarkets | Large Food Stores (750 - 2500m2) | Supermarket 1831 | 23 | 1531.3 | 316 | 483.8908 | 82.4066 | 123.6099 | 0.72188 | 0 | 0 | 0 | 0
Low-grade industrial/ commercial - supermarkets | Large Food Stores (750 - 2500m2) | Supermarket 1832 | 23 | 1532.46 | 316 | 484.2574 | 82.469 | 123.7035 | 0.72243 | 0 | 0 | 0 | 0
Low-grade industrial/ commercial - supermarkets | Large Food Stores (750 - 2500m2) | Supermarket 1833 | 23 | 1532.67 | 316 | 484.3237 | 82.4803 | 123.7205 | 0.72253 | 0 | 0 | 0 | 0
Low-grade industrial/ commercial - supermarkets | Large Food Stores (750 - 2500m2) | Supermarket 1834 | 23 | 1533.52 | 316 | 484.5923 | 82.5261 | 123.7891 | 0.72293 | 0 | 0 | 0 | 0
Low-grade industrial/ commercial - supermarkets | Large Food Stores (750 - 2500m2) | Supermarket 1835 | 23 | 1533.54 | 316 | 484.5986 | 82.5271 | 123.7907 | 0.72294 | 0 | 0 | 0 | 0
Low-grade industrial/ commercial - supermarkets | Large Food Stores (750 - 2500m2) | Supermarket 1836 | 23 | 1533.69 | 316 | 484.646 | 82.5352 | 123.8028 | 0.72301 | 0 | 0 | 0 | 0
Low-grade industrial/ commercial - supermarkets | Large Food Stores (750 - 2500m2) | Supermarket 1837 | 23 | 1534 | 316 | 484.744 | 82.5519 | 123.8279 | 0.72315 | 0 | 0 | 0 | 0
Low-grade industrial/ commercial - supermarkets | Large Food Stores (750 - 2500m2) | Supermarket 1838 | 23 | 1534 | 316 | 484.744 | 82.5519 | 123.8279 | 0.72315 | 0 | 0 | 0 | 0
Low-grade industrial/ commercial - supermarkets | Large Food Stores (750 - 2500m2) | Supermarket 1839 | 23 | 1534.71 | 316 | 484.9684 | 82.5901 | 123.8852 | 0.72349 | 0 | 0 | 0 | 0
Low-grade industrial/ commercial - supermarkets | Large Food Stores (750 - 2500m2) | Supermarket 1840 | 23 | 1534.9 | 316 | 485.0284 | 82.6003 | 123.9005 | 0.72358 | 0 | 0 | 0 | 0
Low-grade industrial/ commercial - supermarkets | Large Food Stores (750 - 2500m2) | Supermarket 1841 | 23 | 1535.15 | 316 | 485.1074 | 82.6138 | 123.9207 | 0.7237 | 0 | 0 | 0 | 0
Low-grade industrial/ commercial - supermarkets | Large Food Stores (750 - 2500m2) | Supermarket 1842 | 23 | 1535.7 | 316 | 485.2812 | 82.6434 | 123.9651 | 0.72396 | 0 | 0 | 0 | 0
Low-grade industrial/ commercial - supermarkets | Large Food Stores (750 - 2500m2) | Supermarket 1843 | 23 | 1535.8 | 316 | 485.3128 | 82.6488 | 123.9732 | 0.724 | 0 | 0 | 0 | 0
Low-grade industrial/ commercial - supermarkets | Large Food Stores (750 - 2500m2) | Supermarket 1844 | 23 | 1536 | 316 | 485.376 | 82.6595 | 123.9893 | 0.7241 | 0 | 0 | 0 | 0
Low-grade industrial/ commercial - supermarkets | Large Food Stores (750 - 2500m2) | Supermarket 1845 | 23 | 1536.4 | 316 | 485.5024 | 82.6811 | 124.0216 | 0.72429 | 0 | 0 | 0 | 0
Low-grade industrial/ commercial - supermarkets | Large Food Stores (750 - 2500m2) | Supermarket 1846 | 23 | 1539 | 316 | 486.324 | 82.821 | 124.2315 | 0.72551 | 0 | 0 | 0 | 0
Low-grade industrial/ commercial - supermarkets | Large Food Stores (750 - 2500m2) | Supermarket 1847 | 23 | 1539.2125 | 316 | 486.3911 | 82.8324 | 124.2486 | 0.72561 | 0 | 0 | 0 | 0
Low-grade industrial/ commercial - supermarkets | Large Food Stores (750 - 2500m2) | Supermarket 1848 | 23 | 1539.75 | 316 | 486.561 | 82.8613 | 124.292 | 0.72587 | 0 | 0 | 0 | 0
Low-grade industrial/ commercial - supermarkets | Hypermarkets/Superstores (over 2500m2) | Supermarket 1849 | 23 | 1539.9 | 316 | 486.6084 | 82.8694 | 124.3041 | 0.72594 | 0 | 0 | 0 | 0
Low-grade industrial/ commercial - supermarkets | Large Food Stores (750 - 2500m2) | Supermarket 1850 | 23 | 1540.2 | 316 | 486.7032 | 82.8856 | 124.3283 | 0.72608 | 0 | 0 | 0 | 0
Low-grade industrial/ commercial - supermarkets | Shops | Supermarket 1851 | 23 | 1540.27 | 316 | 486.7253 | 82.8893 | 124.334 | 0.72611 | 0 | 0 | 0 | 0
Low-grade industrial/ commercial - supermarkets | Large Food Stores (750 - 2500m2) | Supermarket 1852 | 23 | 1540.51 | 316 | 486.8012 | 82.9022 | 124.3534 | 0.72622 | 0 | 0 | 0 | 0
Low-grade industrial/ commercial - supermarkets | Large Food Stores (750 - 2500m2) | Supermarket 1853 | 23 | 1541 | 316 | 486.956 | 82.9286 | 124.3929 | 0.72645 | 0 | 0 | 0 | 0
Low-grade industrial/ commercial - supermarkets | Large Food Stores (750 - 2500m2) | Supermarket 1854 | 23 | 1542.4 | 316 | 487.3984 | 83.0039 | 124.5059 | 0.72711 | 0 | 0 | 0 | 0
Low-grade industrial/ commercial - supermarkets | Large Food Stores (750 - 2500m2) | Supermarket 1855 | 23 | 1542.49 | 316 | 487.4268 | 83.0088 | 124.5132 | 0.72716 | 0 | 0 | 0 | 0
Low-grade industrial/ commercial - supermarkets | Large Food Stores (750 - 2500m2) | Supermarket 1856 | 23 | 1543.1 | 316 | 487.6196 | 83.0416 | 124.5624 | 0.72744 | 0 | 0 | 0 | 0
Low-grade industrial/ commercial - supermarkets | Large Food Stores (750 - 2500m2) | Supermarket 1857 | 23 | 1543.7 | 316 | 487.8092 | 83.0739 | 124.6109 | 0.72773 | 0 | 0 | 0 | 0
Low-grade industrial/ commercial - supermarkets | Large Food Stores (750 - 2500m2) | Supermarket 1858 | 23 | 1544.5 | 316 | 488.062 | 83.117 | 124.6754 | 0.7281 | 0 | 0 | 0 | 0
Low-grade industrial/ commercial - supermarkets | Large Food Stores (750 - 2500m2) | Supermarket 1859 | 23 | 1544.57 | 316 | 488.0841 | 83.1207 | 124.6811 | 0.72814 | 0 | 0 | 0 | 0
Low-grade industrial/ commercial - supermarkets | Large Food Stores (750 - 2500m2) | Supermarket 1860 | 23 | 1544.6 | 316 | 488.0936 | 83.1223 | 124.6835 | 0.72815 | 0 | 0 | 0 | 0
Low-grade industrial/ commercial - supermarkets | Large Food Stores (750 - 2500m2) | Supermarket 1861 | 23 | 1544.66 | 316 | 488.1126 | 83.1256 | 124.6884 | 0.72818 | 0 | 0 | 0 | 0
Low-grade industrial/ commercial - supermarkets | Large Food Stores (750 - 2500m2) | Supermarket 1862 | 23 | 1544.9 | 316 | 488.1884 | 83.1385 | 124.7077 | 0.72829 | 0 | 0 | 0 | 0
Low-grade industrial/ commercial - supermarkets | Large Food Stores (750 - 2500m2) | Supermarket 1863 | 23 | 1544.98 | 316 | 488.2137 | 83.1428 | 124.7142 | 0.72833 | 0 | 0 | 0 | 0
Low-grade industrial/ commercial - supermarkets | Large Food Stores (750 - 2500m2) | Supermarket 1864 | 23 | 1545.73 | 316 | 488.4507 | 83.1832 | 124.7747 | 0.72868 | 0 | 0 | 0 | 0
Low-grade industrial/ commercial - supermarkets | Large Food Stores (750 - 2500m2) | Supermarket 1865 | 23 | 1545.86 | 316 | 488.4918 | 83.1901 | 124.7852 | 0.72875 | 0 | 0 | 0 | 0
Low-grade industrial/ commercial - supermarkets | Large Food Stores (750 - 2500m2) | Supermarket 1866 | 23 | 1545.9 | 316 | 488.5044 | 83.1923 | 124.7884 | 0.72876 | 0 | 0 | 0 | 0
Low-grade industrial/ commercial - supermarkets | Large Food Stores (750 - 2500m2) | Supermarket 1867 | 23 | 1546 | 316 | 488.536 | 83.1977 | 124.7965 | 0.72881 | 0 | 0 | 0 | 0
Low-grade industrial/ commercial - supermarkets | Large Food Stores (750 - 2500m2) | Supermarket 1868 | 23 | 1546 | 316 | 488.536 | 83.1977 | 124.7965 | 0.72881 | 0 | 0 | 0 | 0
Low-grade industrial/ commercial - supermarkets | Large Food Stores (750 - 2500m2) | Supermarket 1869 | 23 | 1546.01 | 316 | 488.5392 | 83.1982 | 124.7973 | 0.72882 | 0 | 0 | 0 | 0
Low-grade industrial/ commercial - supermarkets | Large Food Stores (750 - 2500m2) | Supermarket 1870 | 23 | 1546.09 | 316 | 488.5644 | 83.2025 | 124.8038 | 0.72885 | 0 | 0 | 0 | 0
Low-grade industrial/ commercial - supermarkets | Large Food Stores (750 - 2500m2) | Supermarket 1871 | 23 | 1546.76 | 316 | 488.7762 | 83.2386 | 124.8579 | 0.72917 | 0 | 0 | 0 | 0
Low-grade industrial/ commercial - supermarkets | Large Food Stores (750 - 2500m2) | Supermarket 1872 | 23 | 1546.8 | 316 | 488.7888 | 83.2407 | 124.8611 | 0.72919 | 0 | 0 | 0 | 0
Low-grade industrial/ commercial - supermarkets | Large Food Stores (750 - 2500m2) | Supermarket 1873 | 23 | 1546.8 | 316 | 488.7888 | 83.2407 | 124.8611 | 0.72919 | 0 | 0 | 0 | 0
Low-grade industrial/ commercial - supermarkets | Large Food Stores (750 - 2500m2) | Supermarket 1874 | 23 | 1547.1 | 316 | 488.8836 | 83.2569 | 124.8853 | 0.72933 | 0 | 0 | 0 | 0
Low-grade industrial/ commercial - supermarkets | Large Food Stores (750 - 2500m2) | Supermarket 1875 | 23 | 1547.2 | 316 | 488.9152 | 83.2623 | 124.8934 | 0.72938 | 0 | 0 | 0 | 0
Low-grade industrial/ commercial - supermarkets | Large Food Stores (750 - 2500m2) | Supermarket 1876 | 23 | 1548 | 316 | 489.168 | 83.3053 | 124.958 | 0.72975 | 0 | 0 | 0 | 0
Low-grade industrial/ commercial - supermarkets | Large Food Stores (750 - 2500m2) | Supermarket 1877 | 23 | 1548.7 | 316 | 489.3892 | 83.343 | 125.0145 | 0.73008 | 0 | 0 | 0 | 0
Low-grade industrial/ commercial - supermarkets | Large Food Stores (750 - 2500m2) | Supermarket 1878 | 23 | 1549.19 | 316 | 489.544 | 83.3694 | 125.054 | 0.73032 | 0 | 0 | 0 | 0
Low-grade industrial/ commercial - supermarkets | Large Food Stores (750 - 2500m2) | Supermarket 1879 | 23 | 1549.5 | 316 | 489.642 | 83.386 | 125.079 | 0.73046 | 0 | 0 | 0 | 0
Low-grade industrial/ commercial - supermarkets | Large Food Stores (750 - 2500m2) | Supermarket 1880 | 23 | 1549.7 | 316 | 489.7052 | 83.3968 | 125.0952 | 0.73056 | 0 | 0 | 0 | 0
Low-grade industrial/ commercial - supermarkets | Large Food Stores (750 - 2500m2) | Supermarket 1881 | 23 | 1550 | 316 | 489.8 | 83.4129 | 125.1194 | 0.7307 | 0 | 0 | 0 | 0
Low-grade industrial/ commercial - supermarkets | Large Food Stores (750 - 2500m2) | Supermarket 1882 | 23 | 1550.1 | 316 | 489.8316 | 83.4183 | 125.1275 | 0.73074 | 0 | 0 | 0 | 0
Low-grade industrial/ commercial - supermarkets | Large Food Stores (750 - 2500m2) | Supermarket 1883 | 23 | 1550.4 | 316 | 489.9264 | 83.4345 | 125.1517 | 0.73089 | 0 | 0 | 0 | 0
Low-grade industrial/ commercial - supermarkets | Large Food Stores (750 - 2500m2) | Supermarket 1884 | 23 | 1550.5 | 316 | 489.958 | 83.4398 | 125.1598 | 0.73093 | 0 | 0 | 0 | 0
Low-grade industrial/ commercial - supermarkets | Large Food Stores (750 - 2500m2) | Supermarket 1885 | 23 | 1550.7 | 316 | 490.0212 | 83.4506 | 125.1759 | 0.73103 | 0 | 0 | 0 | 0
Low-grade industrial/ commercial - supermarkets | Large Food Stores (750 - 2500m2) | Supermarket 1886 | 23 | 1553.24 | 316 | 490.8238 | 83.5873 | 125.3809 | 0.73222 | 0 | 0 | 0 | 0
Low-grade industrial/ commercial - supermarkets | Large Food Stores (750 - 2500m2) | Supermarket 1887 | 23 | 1553.8 | 316 | 491.0008 | 83.6174 | 125.4262 | 0.73249 | 0 | 0 | 0 | 0
Low-grade industrial/ commercial - supermarkets | Shops | Supermarket 1888 | 23 | 1554.125 | 316 | 491.1035 | 83.6349 | 125.4524 | 0.73264 | 0 | 0 | 0 | 0
Low-grade industrial/ commercial - supermarkets | Large Food Stores (750 - 2500m2) | Supermarket 1889 | 23 | 1554.72 | 316 | 491.2915 | 83.6669 | 125.5004 | 0.73292 | 0 | 0 | 0 | 0
Low-grade industrial/ commercial - supermarkets | Retail Warehouses and Foodstores | Supermarket 1890 | 23 | 1555.08 | 316 | 491.4053 | 83.6863 | 125.5295 | 0.73309 | 0 | 0 | 0 | 0
Low-grade industrial/ commercial - supermarkets | Large Food Stores (750 - 2500m2) | Supermarket 1891 | 23 | 1555.39 | 316 | 491.5032 | 83.703 | 125.5545 | 0.73324 | 0 | 0 | 0 | 0
Low-grade industrial/ commercial - supermarkets | Large Food Stores (750 - 2500m2) | Supermarket 1892 | 23 | 1556.1 | 316 | 491.7276 | 83.7412 | 125.6118 | 0.73357 | 0 | 0 | 0 | 0
Low-grade industrial/ commercial - supermarkets | Large Food Stores (750 - 2500m2) | Supermarket 1893 | 23 | 1557.17 | 316 | 492.0657 | 83.7988 | 125.6982 | 0.73408 | 0 | 0 | 0 | 0
Low-grade industrial/ commercial - supermarkets | Large Food Stores (750 - 2500m2) | Supermarket 1894 | 23 | 1557.3 | 316 | 492.1068 | 83.8058 | 125.7087 | 0.73414 | 0 | 0 | 0 | 0
Low-grade industrial/ commercial - supermarkets | Large Food Stores (750 - 2500m2) | Supermarket 1895 | 23 | 1557.9 | 316 | 492.2964 | 83.8381 | 125.7571 | 0.73442 | 0 | 0 | 0 | 0
Low-grade industrial/ commercial - supermarkets | Large Food Stores (750 - 2500m2) | Supermarket 1896 | 23 | 1558.15 | 316 | 492.3754 | 83.8515 | 125.7773 | 0.73454 | 0 | 0 | 0 | 0
Low-grade industrial/ commercial - supermarkets | Large Food Stores (750 - 2500m2) | Supermarket 1897 | 23 | 1558.5 | 316 | 492.486 | 83.8704 | 125.8055 | 0.7347 | 0 | 0 | 0 | 0
Low-grade industrial/ commercial - supermarkets | Large Food Stores (750 - 2500m2) | Supermarket 1898 | 23 | 1558.9 | 316 | 492.6124 | 83.8919 | 125.8378 | 0.73489 | 0 | 0 | 0 | 0
Low-grade industrial/ commercial - supermarkets | Large Food Stores (750 - 2500m2) | Supermarket 1899 | 23 | 1560.2 | 316 | 493.0232 | 83.9619 | 125.9428 | 0.73551 | 0 | 0 | 0 | 0
Low-grade industrial/ commercial - supermarkets | Large Food Stores (750 - 2500m2) | Supermarket 1900 | 23 | 1560.6 | 316 | 493.1496 | 83.9834 | 125.9751 | 0.73569 | 0 | 0 | 0 | 0
Low-grade industrial/ commercial - supermarkets | Large Food Stores (750 - 2500m2) | Supermarket 1901 | 23 | 1561 | 316 | 493.276 | 84.0049 | 126.0074 | 0.73588 | 0 | 0 | 0 | 0
Low-grade industrial/ commercial - supermarkets | Large Food Stores (750 - 2500m2) | Supermarket 1902 | 23 | 1561.05 | 316 | 493.2918 | 84.0076 | 126.0114 | 0.73591 | 0 | 0 | 0 | 0
Low-grade industrial/ commercial - supermarkets | Large Food Stores (750 - 2500m2) | Supermarket 1903 | 23 | 1561.5 | 316 | 493.434 | 84.0318 | 126.0477 | 0.73612 | 0 | 0 | 0 | 0
Low-grade industrial/ commercial - supermarkets | Large Food Stores (750 - 2500m2) | Supermarket 1904 | 23 | 1563 | 316 | 493.908 | 84.1125 | 126.1688 | 0.73683 | 0 | 0 | 0 | 0
Low-grade industrial/ commercial - supermarkets | Large Food Stores (750 - 2500m2) | Supermarket 1905 | 23 | 1563.7 | 316 | 494.1292 | 84.1502 | 126.2253 | 0.73716 | 0 | 0 | 0 | 0
Low-grade industrial/ commercial - supermarkets | Large Food Stores (750 - 2500m2) | Supermarket 1906 | 23 | 1564.2 | 316 | 494.2872 | 84.1771 | 126.2657 | 0.73739 | 0 | 0 | 0 | 0
Low-grade industrial/ commercial - supermarkets | Large Food Stores (750 - 2500m2) | Supermarket 1907 | 23 | 1564.5 | 316 | 494.382 | 84.1933 | 126.2899 | 0.73753 | 0 | 0 | 0 | 0
Low-grade industrial/ commercial - supermarkets | Large Food Stores (750 - 2500m2) | Supermarket 1908 | 23 | 1564.8 | 316 | 494.4768 | 84.2094 | 126.3141 | 0.73767 | 0 | 0 | 0 | 0
Low-grade industrial/ commercial - supermarkets | Large Food Stores (750 - 2500m2) | Supermarket 1909 | 23 | 1565.77 | 316 | 494.7833 | 84.2616 | 126.3924 | 0.73813 | 0 | 0 | 0 | 0
Low-grade industrial/ commercial - supermarkets | Large Food Stores (750 - 2500m2) | Supermarket 1910 | 23 | 1566.3 | 316 | 494.9508 | 84.2901 | 126.4352 | 0.73838 | 0 | 0 | 0 | 0
Low-grade industrial/ commercial - supermarkets | Large Food Stores (750 - 2500m2) | Supermarket 1911 | 23 | 1566.5 | 316 | 495.014 | 84.3009 | 126.4513 | 0.73848 | 0 | 0 | 0 | 0
Low-grade industrial/ commercial - supermarkets | Large Food Stores (750 - 2500m2) | Supermarket 1912 | 23 | 1567.37 | 316 | 495.2889 | 84.3477 | 126.5216 | 0.73889 | 0 | 0 | 0 | 0
Low-grade industrial/ commercial - supermarkets | Large Food Stores (750 - 2500m2) | Supermarket 1913 | 23 | 1567.97 | 316 | 495.4785 | 84.38 | 126.57 | 0.73917 | 0 | 0 | 0 | 0
Low-grade industrial/ commercial - supermarkets | Large Food Stores (750 - 2500m2) | Supermarket 1914 | 23 | 1568.18 | 316 | 495.5449 | 84.3913 | 126.5869 | 0.73927 | 0 | 0 | 0 | 0
Low-grade industrial/ commercial - supermarkets | Large Food Stores (750 - 2500m2) | Supermarket 1915 | 23 | 1569.4 | 316 | 495.9304 | 84.4569 | 126.6854 | 0.73984 | 0 | 0 | 0 | 0
Low-grade industrial/ commercial - supermarkets | Large Food Stores (750 - 2500m2) | Supermarket 1916 | 23 | 1569.92 | 316 | 496.0947 | 84.4849 | 126.7274 | 0.74009 | 0 | 0 | 0 | 0
Low-grade industrial/ commercial - supermarkets | Large Food Stores (750 - 2500m2) | Supermarket 1917 | 23 | 1570.33 | 316 | 496.2243 | 84.507 | 126.7605 | 0.74028 | 0 | 0 | 0 | 0
Low-grade industrial/ commercial - supermarkets | Large Food Stores (750 - 2500m2) | Supermarket 1918 | 23 | 1570.7 | 316 | 496.3412 | 84.5269 | 126.7904 | 0.74046 | 0 | 0 | 0 | 0
Low-grade industrial/ commercial - supermarkets | Large Food Stores (750 - 2500m2) | Supermarket 1919 | 23 | 1573.7 | 316 | 497.2892 | 84.6884 | 127.0325 | 0.74187 | 0 | 0 | 0 | 0
Low-grade industrial/ commercial - supermarkets | Large Food Stores (750 - 2500m2) | Supermarket 1920 | 23 | 1574.04 | 316 | 497.3966 | 84.7066 | 127.06 | 0.74203 | 0 | 0 | 0 | 0
Low-grade industrial/ commercial - supermarkets | Large Food Stores (750 - 2500m2) | Supermarket 1921 | 23 | 1574.7 | 316 | 497.6052 | 84.7422 | 127.1132 | 0.74234 | 0 | 0 | 0 | 0
Low-grade industrial/ commercial - supermarkets | Large Food Stores (750 - 2500m2) | Supermarket 1922 | 23 | 1576.4 | 316 | 498.1424 | 84.8337 | 127.2505 | 0.74314 | 0 | 0 | 0 | 0
Low-grade industrial/ commercial - supermarkets | Large Food Stores (750 - 2500m2) | Supermarket 1923 | 23 | 1576.79 | 316 | 498.2656 | 84.8546 | 127.282 | 0.74333 | 0 | 0 | 0 | 0
Low-grade industrial/ commercial - supermarkets | Large Food Stores (750 - 2500m2) | Supermarket 1924 | 23 | 1577.5 | 316 | 498.49 | 84.8928 | 127.3393 | 0.74366 | 0 | 0 | 0 | 0
Low-grade industrial/ commercial - supermarkets | Large Food Stores (750 - 2500m2) | Supermarket 1925 | 23 | 1577.73 | 316 | 498.5627 | 84.9052 | 127.3578 | 0.74377 | 0 | 0 | 0 | 0
Low-grade industrial/ commercial - supermarkets | Large Food Stores (750 - 2500m2) | Supermarket 1926 | 23 | 1578.3 | 316 | 498.7428 | 84.9359 | 127.4038 | 0.74404 | 0 | 0 | 0 | 0
Low-grade industrial/ commercial - supermarkets | Large Food Stores (750 - 2500m2) | Supermarket 1927 | 23 | 1578.6 | 316 | 498.8376 | 84.952 | 127.4281 | 0.74418 | 0 | 0 | 0 | 0
Low-grade industrial/ commercial - supermarkets | Large Food Stores (750 - 2500m2) | Supermarket 1928 | 23 | 1578.9 | 316 | 498.9324 | 84.9682 | 127.4523 | 0.74432 | 0 | 0 | 0 | 0
Low-grade industrial/ commercial - supermarkets | Large Food Stores (750 - 2500m2) | Supermarket 1929 | 23 | 1578.9 | 316 | 498.9324 | 84.9682 | 127.4523 | 0.74432 | 0 | 0 | 0 | 0
Low-grade industrial/ commercial - supermarkets | Large Food Stores (750 - 2500m2) | Supermarket 1930 | 23 | 1580 | 316 | 499.28 | 85.0274 | 127.5411 | 0.74484 | 0 | 0 | 0 | 0
Low-grade industrial/ commercial - supermarkets | Large Food Stores (750 - 2500m2) | Supermarket 1931 | 23 | 1580.1 | 316 | 499.3116 | 85.0328 | 127.5491 | 0.74489 | 0 | 0 | 0 | 0
Low-grade industrial/ commercial - supermarkets | Large Food Stores (750 - 2500m2) | Supermarket 1932 | 23 | 1580.1 | 316 | 499.3116 | 85.0328 | 127.5491 | 0.74489 | 0 | 0 | 0 | 0
Low-grade industrial/ commercial - supermarkets | Large Food Stores (750 - 2500m2) | Supermarket 1933 | 23 | 1580.2 | 316 | 499.3432 | 85.0381 | 127.5572 | 0.74493 | 0 | 0 | 0 | 0
Low-grade industrial/ commercial - supermarkets | Large Food Stores (750 - 2500m2) | Supermarket 1934 | 23 | 1580.7 | 316 | 499.5012 | 85.0651 | 127.5976 | 0.74517 | 0 | 0 | 0 | 0
Low-grade industrial/ commercial - supermarkets | Large Food Stores (750 - 2500m2) | Supermarket 1935 | 23 | 1580.94 | 316 | 499.577 | 85.078 | 127.617 | 0.74528 | 0 | 0 | 0 | 0
Low-grade industrial/ commercial - supermarkets | Shops | Supermarket 1936 | 23 | 1581.9875 | 316 | 499.9081 | 85.1343 | 127.7015 | 0.74578 | 0 | 0 | 0 | 0
Low-grade industrial/ commercial - supermarkets | Large Food Stores (750 - 2500m2) | Supermarket 1937 | 23 | 1582.03 | 316 | 499.9215 | 85.1366 | 127.7049 | 0.7458 | 0 | 0 | 0 | 0
Low-grade industrial/ commercial - supermarkets | Large Food Stores (750 - 2500m2) | Supermarket 1938 | 23 | 1583.11 | 316 | 500.2628 | 85.1947 | 127.7921 | 0.74631 | 0 | 0 | 0 | 0
Low-grade industrial/ commercial - supermarkets | Large Food Stores (750 - 2500m2) | Supermarket 1939 | 23 | 1583.6 | 316 | 500.4176 | 85.2211 | 127.8317 | 0.74654 | 0 | 0 | 0 | 0
Low-grade industrial/ commercial - supermarkets | Large Food Stores (750 - 2500m2) | Supermarket 1940 | 23 | 1583.85 | 316 | 500.4966 | 85.2346 | 127.8519 | 0.74665 | 0 | 0 | 0 | 0
Low-grade industrial/ commercial - supermarkets | Shops | Supermarket 1941 | 23 | 1584.375 | 316 | 500.6625 | 85.2628 | 127.8942 | 0.7469 | 0 | 0 | 0 | 0
Low-grade industrial/ commercial - supermarkets | Shops | Supermarket 1942 | 23 | 1585.43 | 316 | 500.9959 | 85.3196 | 127.9794 | 0.7474 | 0 | 0 | 0 | 0
Low-grade industrial/ commercial - supermarkets | Large Food Stores (750 - 2500m2) | Supermarket 1943 | 23 | 1586.53 | 316 | 501.3435 | 85.3788 | 128.0682 | 0.74792 | 0 | 0 | 0 | 0
Low-grade industrial/ commercial - supermarkets | Large Food Stores (750 - 2500m2) | Supermarket 1944 | 23 | 1586.6 | 316 | 501.3656 | 85.3826 | 128.0738 | 0.74795 | 0 | 0 | 0 | 0
Low-grade industrial/ commercial - supermarkets | Large Food Stores (750 - 2500m2) | Supermarket 1945 | 23 | 1586.61 | 316 | 501.3688 | 85.3831 | 128.0746 | 0.74796 | 0 | 0 | 0 | 0
Low-grade industrial/ commercial - supermarkets | Large Food Stores (750 - 2500m2) | Supermarket 1946 | 23 | 1586.66 | 316 | 501.3846 | 85.3858 | 128.0787 | 0.74798 | 0 | 0 | 0 | 0
Low-grade industrial/ commercial - supermarkets | Large Food Stores (750 - 2500m2) | Supermarket 1947 | 23 | 1587.875 | 316 | 501.7685 | 85.4512 | 128.1768 | 0.74855 | 0 | 0 | 0 | 0
Low-grade industrial/ commercial - supermarkets | Large Food Stores (750 - 2500m2) | Supermarket 1948 | 23 | 1588 | 316 | 501.808 | 85.4579 | 128.1869 | 0.74861 | 0 | 0 | 0 | 0
Low-grade industrial/ commercial - supermarkets | Large Food Stores (750 - 2500m2) | Supermarket 1949 | 23 | 1588.21 | 316 | 501.8744 | 85.4692 | 128.2038 | 0.74871 | 0 | 0 | 0 | 0
Low-grade industrial/ commercial - supermarkets | Large Food Stores (750 - 2500m2) | Supermarket 1950 | 23 | 1589 | 316 | 502.124 | 85.5117 | 128.2676 | 0.74908 | 0 | 0 | 0 | 0
Low-grade industrial/ commercial - supermarkets | Large Food Stores (750 - 2500m2) | Supermarket 1951 | 23 | 1589.47 | 316 | 502.2725 | 85.537 | 128.3055 | 0.7493 | 0 | 0 | 0 | 0
Low-grade industrial/ commercial - supermarkets | Large Food Stores (750 - 2500m2) | Supermarket 1952 | 23 | 1589.5 | 316 | 502.282 | 85.5386 | 128.3079 | 0.74932 | 0 | 0 | 0 | 0
Low-grade industrial/ commercial - supermarkets | Large Food Stores (750 - 2500m2) | Supermarket 1953 | 23 | 1589.95 | 316 | 502.4242 | 85.5628 | 128.3443 | 0.74953 | 0 | 0 | 0 | 0
Low-grade industrial/ commercial - supermarkets | Large Food Stores (750 - 2500m2) | Supermarket 1954 | 23 | 1591.1 | 316 | 502.7876 | 85.6247 | 128.4371 | 0.75007 | 0 | 0 | 0 | 0
Low-grade industrial/ commercial - supermarkets | Large Food Stores (750 - 2500m2) | Supermarket 1955 | 23 | 1591.2 | 316 | 502.8192 | 85.6301 | 128.4452 | 0.75012 | 0 | 0 | 0 | 0
Low-grade industrial/ commercial - supermarkets | Large Food Stores (750 - 2500m2) | Supermarket 1956 | 23 | 1591.375 | 316 | 502.8745 | 85.6395 | 128.4593 | 0.7502 | 0 | 0 | 0 | 0
Low-grade industrial/ commercial - supermarkets | Large Food Stores (750 - 2500m2) | Supermarket 1957 | 23 | 1592.01 | 316 | 503.0752 | 85.6737 | 128.5105 | 0.7505 | 0 | 0 | 0 | 0
Low-grade industrial/ commercial - supermarkets | Large Food Stores (750 - 2500m2) | Supermarket 1958 | 23 | 1593.69 | 316 | 503.606 | 85.7641 | 128.6462 | 0.75129 | 0 | 0 | 0 | 0
Low-grade industrial/ commercial - supermarkets | Large Shops (750 - 1850m2) | Supermarket 1959 | 23 | 1595.3 | 316 | 504.1148 | 85.8508 | 128.7761 | 0.75205 | 0 | 0 | 0 | 0
Low-grade industrial/ commercial - supermarkets | Large Food Stores (750 - 2500m2) | Supermarket 1960 | 23 | 1595.8 | 316 | 504.2728 | 85.8777 | 128.8165 | 0.75229 | 0 | 0 | 0 | 0
Low-grade industrial/ commercial - supermarkets | Retail Warehouses and Foodstores | Supermarket 1961 | 23 | 1596.69 | 316 | 504.554 | 85.9256 | 128.8883 | 0.75271 | 0 | 0 | 0 | 0
Low-grade industrial/ commercial - supermarkets | Large Food Stores (750 - 2500m2) | Supermarket 1962 | 23 | 1596.84 | 316 | 504.6014 | 85.9336 | 128.9004 | 0.75278 | 0 | 0 | 0 | 0
Low-grade industrial/ commercial - supermarkets | Large Food Stores (750 - 2500m2) | Supermarket 1963 | 23 | 1597.5 | 316 | 504.81 | 85.9691 | 128.9537 | 0.75309 | 0 | 0 | 0 | 0
Low-grade industrial/ commercial - supermarkets | Large Food Stores (750 - 2500m2) | Supermarket 1964 | 23 | 1597.61 | 316 | 504.8448 | 85.9751 | 128.9626 | 0.75314 | 0 | 0 | 0 | 0
Low-grade industrial/ commercial - supermarkets | Large Food Stores (750 - 2500m2) | Supermarket 1965 | 23 | 1597.91 | 316 | 504.9396 | 85.9912 | 128.9868 | 0.75328 | 0 | 0 | 0 | 0
Low-grade industrial/ commercial - supermarkets | Large Food Stores (750 - 2500m2) | Supermarket 1966 | 23 | 1599 | 316 | 505.284 | 86.0499 | 129.0748 | 0.7538 | 0 | 0 | 0 | 0
Low-grade industrial/ commercial - supermarkets | Large Food Stores (750 - 2500m2) | Supermarket 1967 | 23 | 1599.19 | 316 | 505.344 | 86.0601 | 129.0901 | 0.75389 | 0 | 0 | 0 | 0
Low-grade industrial/ commercial - supermarkets | Large Food Stores (750 - 2500m2) | Supermarket 1968 | 23 | 1599.6 | 316 | 505.4736 | 86.0822 | 129.1232 | 0.75408 | 0 | 0 | 0 | 0
Low-grade industrial/ commercial - supermarkets | Large Food Stores (750 - 2500m2) | Supermarket 1969 | 23 | 1600.4 | 316 | 505.7264 | 86.1252 | 129.1878 | 0.75446 | 0 | 0 | 0 | 0
Low-grade industrial/ commercial - supermarkets | Food Stores | Supermarket 1970 | 23 | 1602.25 | 316 | 506.311 | 86.2248 | 129.3371 | 0.75533 | 0 | 0 | 0 | 0
Low-grade industrial/ commercial - supermarkets | Large Food Stores (750 - 2500m2) | Supermarket 1971 | 23 | 1602.79 | 316 | 506.4816 | 86.2538 | 129.3807 | 0.75558 | 0 | 0 | 0 | 0
Low-grade industrial/ commercial - supermarkets | Large Food Stores (750 - 2500m2) | Supermarket 1972 | 23 | 1603.5 | 316 | 506.706 | 86.292 | 129.438 | 0.75592 | 0 | 0 | 0 | 0
Low-grade industrial/ commercial - supermarkets | Large Food Stores (750 - 2500m2) | Supermarket 1973 | 23 | 1603.65 | 316 | 506.7534 | 86.3001 | 129.4502 | 0.75599 | 0 | 0 | 0 | 0
Low-grade industrial/ commercial - supermarkets | Large Food Stores (750 - 2500m2) | Supermarket 1974 | 23 | 1603.95 | 316 | 506.8482 | 86.3162 | 129.4744 | 0.75613 | 0 | 0 | 0 | 0
Low-grade industrial/ commercial - supermarkets | Large Food Stores (750 - 2500m2) | Supermarket 1975 | 23 | 1604.14 | 316 | 506.9082 | 86.3265 | 129.4897 | 0.75622 | 0 | 0 | 0 | 0
Low-grade industrial/ commercial - supermarkets | Large Food Stores (750 - 2500m2) | Supermarket 1976 | 23 | 1604.7 | 316 | 507.0852 | 86.3566 | 129.5349 | 0.75648 | 0 | 0 | 0 | 0
Low-grade industrial/ commercial - supermarkets | Large Food Stores (750 - 2500m2) | Supermarket 1977 | 23 | 1605 | 316 | 507.18 | 86.3728 | 129.5591 | 0.75663 | 0 | 0 | 0 | 0
Low-grade industrial/ commercial - supermarkets | Large Food Stores (750 - 2500m2) | Supermarket 1978 | 23 | 1605.4 | 316 | 507.3064 | 86.3943 | 129.5914 | 0.75681 | 0 | 0 | 0 | 0
Low-grade industrial/ commercial - supermarkets | Large Food Stores (750 - 2500m2) | Supermarket 1979 | 23 | 1606.1 | 316 | 507.5276 | 86.432 | 129.6479 | 0.75714 | 0 | 0 | 0 | 0
Low-grade industrial/ commercial - supermarkets | Large Food Stores (750 - 2500m2) | Supermarket 1980 | 23 | 1606.6 | 316 | 507.6856 | 86.4589 | 129.6883 | 0.75738 | 0 | 0 | 0 | 0
Low-grade industrial/ commercial - supermarkets | Large Food Stores (750 - 2500m2) | Supermarket 1981 | 23 | 1607.36 | 316 | 507.9258 | 86.4998 | 129.7496 | 0.75774 | 0 | 0 | 0 | 0
Low-grade industrial/ commercial - supermarkets | Large Food Stores (750 - 2500m2) | Supermarket 1982 | 23 | 1607.4 | 316 | 507.9384 | 86.5019 | 129.7529 | 0.75776 | 0 | 0 | 0 | 0
Low-grade industrial/ commercial - supermarkets | Large Food Stores (750 - 2500m2) | Supermarket 1983 | 23 | 1607.93 | 316 | 508.1059 | 86.5304 | 129.7956 | 0.75801 | 0 | 0 | 0 | 0
Low-grade industrial/ commercial - supermarkets | Large Food Stores (750 - 2500m2) | Supermarket 1984 | 23 | 1609 | 316 | 508.444 | 86.588 | 129.882 | 0.75851 | 0 | 0 | 0 | 0
Low-grade industrial/ commercial - supermarkets | Large Food Stores (750 - 2500m2) | Supermarket 1985 | 23 | 1609.3 | 316 | 508.5388 | 86.6042 | 129.9062 | 0.75865 | 0 | 0 | 0 | 0
Low-grade industrial/ commercial - supermarkets | Large Food Stores (750 - 2500m2) | Supermarket 1986 | 23 | 1610 | 316 | 508.76 | 86.6418 | 129.9627 | 0.75898 | 0 | 0 | 0 | 0
Low-grade industrial/ commercial - supermarkets | Large Food Stores (750 - 2500m2) | Supermarket 1987 | 23 | 1610.56 | 316 | 508.937 | 86.672 | 130.0079 | 0.75925 | 0 | 0 | 0 | 0
Low-grade industrial/ commercial - supermarkets | Large Food Stores (750 - 2500m2) | Supermarket 1988 | 23 | 1611.33 | 316 | 509.1803 | 86.7134 | 130.0701 | 0.75961 | 0 | 0 | 0 | 0
Low-grade industrial/ commercial - supermarkets | Large Food Stores (750 - 2500m2) | Supermarket 1989 | 23 | 1611.4 | 316 | 509.2024 | 86.7172 | 130.0758 | 0.75964 | 0 | 0 | 0 | 0
Low-grade industrial/ commercial - supermarkets | Large Food Stores (750 - 2500m2) | Supermarket 1990 | 23 | 1611.8 | 316 | 509.3288 | 86.7387 | 130.108 | 0.75983 | 0 | 0 | 0 | 0
Low-grade industrial/ commercial - supermarkets | Large Food Stores (750 - 2500m2) | Supermarket 1991 | 23 | 1612.2 | 316 | 509.4552 | 86.7602 | 130.1403 | 0.76002 | 0 | 0 | 0 | 0
Low-grade industrial/ commercial - supermarkets | Large Food Stores (750 - 2500m2) | Supermarket 1992 | 23 | 1612.5 | 316 | 509.55 | 86.7764 | 130.1645 | 0.76016 | 0 | 0 | 0 | 0
Low-grade industrial/ commercial - supermarkets | Large Food Stores (750 - 2500m2) | Supermarket 1993 | 23 | 1613.2 | 316 | 509.7712 | 86.814 | 130.2211 | 0.76049 | 0 | 0 | 0 | 0
Low-grade industrial/ commercial - supermarkets | Large Food Stores (750 - 2500m2) | Supermarket 1994 | 23 | 1613.5 | 316 | 509.866 | 86.8302 | 130.2453 | 0.76063 | 0 | 0 | 0 | 0
Low-grade industrial/ commercial - supermarkets | Large Food Stores (750 - 2500m2) | Supermarket 1995 | 23 | 1614.8 | 316 | 510.2768 | 86.9001 | 130.3502 | 0.76125 | 0 | 0 | 0 | 0
Low-grade industrial/ commercial - supermarkets | Large Food Stores (750 - 2500m2) | Supermarket 1996 | 23 | 1614.81 | 316 | 510.28 | 86.9007 | 130.351 | 0.76125 | 0 | 0 | 0 | 0
Low-grade industrial/ commercial - supermarkets | Large Food Stores (750 - 2500m2) | Supermarket 1997 | 23 | 1615 | 316 | 510.34 | 86.9109 | 130.3664 | 0.76134 | 0 | 0 | 0 | 0
Low-grade industrial/ commercial - supermarkets | Large Food Stores (750 - 2500m2) | Supermarket 1998 | 23 | 1615 | 316 | 510.34 | 86.9109 | 130.3664 | 0.76134 | 0 | 0 | 0 | 0
Low-grade industrial/ commercial - supermarkets | Large Food Stores (750 - 2500m2) | Supermarket 1999 | 23 | 1615.4 | 316 | 510.4664 | 86.9324 | 130.3986 | 0.76153 | 0 | 0 | 0 | 0
Low-grade industrial/ commercial - supermarkets | Large Food Stores (750 - 2500m2) | Supermarket 2000 | 23 | 1616.88 | 316 | 510.9341 | 87.0121 | 130.5181 | 0.76223 | 0 | 0 | 0 | 0
Low-grade industrial/ commercial - supermarkets | Large Food Stores (750 - 2500m2) | Supermarket 2001 | 23 | 1618 | 316 | 511.288 | 87.0723 | 130.6085 | 0.76275 | 0 | 0 | 0 | 0
Low-grade industrial/ commercial - supermarkets | Large Food Stores (750 - 2500m2) | Supermarket 2002 | 23 | 1618.49 | 316 | 511.4428 | 87.0987 | 130.6481 | 0.76298 | 0 | 0 | 0 | 0
Low-grade industrial/ commercial - supermarkets | Hypermarkets/Superstores (over 2500m2) | Supermarket 2003 | 23 | 1619.5 | 316 | 511.762 | 87.1531 | 130.7296 | 0.76346 | 0 | 0 | 0 | 0
Low-grade industrial/ commercial - supermarkets | Large Food Stores (750 - 2500m2) | Supermarket 2004 | 23 | 1619.8 | 316 | 511.8568 | 87.1692 | 130.7538 | 0.7636 | 0 | 0 | 0 | 0
Low-grade industrial/ commercial - supermarkets | Large Food Stores (750 - 2500m2) | Supermarket 2005 | 23 | 1620.3 | 316 | 512.0148 | 87.1961 | 130.7942 | 0.76384 | 0 | 0 | 0 | 0
Low-grade industrial/ commercial - supermarkets | Food Stores | Supermarket 2006 | 23 | 1621.125 | 316 | 512.2755 | 87.2405 | 130.8608 | 0.76423 | 0 | 0 | 0 | 0
Low-grade industrial/ commercial - supermarkets | Large Food Stores (750 - 2500m2) | Supermarket 2007 | 23 | 1622.47 | 316 | 512.7005 | 87.3129 | 130.9693 | 0.76486 | 0 | 0 | 0 | 0
Low-grade industrial/ commercial - supermarkets | Large Food Stores (750 - 2500m2) | Supermarket 2008 | 23 | 1623.2 | 316 | 512.9312 | 87.3522 | 131.0283 | 0.76521 | 0 | 0 | 0 | 0
Low-grade industrial/ commercial - supermarkets | Large Food Stores (750 - 2500m2) | Supermarket 2009 | 23 | 1623.8 | 316 | 513.1208 | 87.3845 | 131.0767 | 0.76549 | 0 | 0 | 0 | 0
Low-grade industrial/ commercial - supermarkets | Large Food Stores (750 - 2500m2) | Supermarket 2010 | 23 | 1624.26 | 316 | 513.2662 | 87.4092 | 131.1138 | 0.7657 | 0 | 0 | 0 | 0
Low-grade industrial/ commercial - supermarkets | Large Food Stores (750 - 2500m2) | Supermarket 2011 | 23 | 1624.6 | 316 | 513.3736 | 87.4275 | 131.1413 | 0.76587 | 0 | 0 | 0 | 0
Low-grade industrial/ commercial - supermarkets | Large Food Stores (750 - 2500m2) | Supermarket 2012 | 23 | 1625.8 | 316 | 513.7528 | 87.4921 | 131.2382 | 0.76643 | 0 | 0 | 0 | 0
Low-grade industrial/ commercial - supermarkets | Large Food Stores (750 - 2500m2) | Supermarket 2013 | 23 | 1626 | 316 | 513.816 | 87.5029 | 131.2543 | 0.76653 | 0 | 0 | 0 | 0
Low-grade industrial/ commercial - supermarkets | Large Food Stores (750 - 2500m2) | Supermarket 2014 | 23 | 1626.22 | 316 | 513.8855 | 87.5147 | 131.2721 | 0.76663 | 0 | 0 | 0 | 0
Low-grade industrial/ commercial - supermarkets | Large Food Stores (750 - 2500m2) | Supermarket 2015 | 23 | 1626.26 | 316 | 513.8982 | 87.5169 | 131.2753 | 0.76665 | 0 | 0 | 0 | 0
Low-grade industrial/ commercial - supermarkets | Large Food Stores (750 - 2500m2) | Supermarket 2016 | 23 | 1626.77 | 316 | 514.0593 | 87.5443 | 131.3165 | 0.76689 | 0 | 0 | 0 | 0
Low-grade industrial/ commercial - supermarkets | Large Food Stores (750 - 2500m2) | Supermarket 2017 | 23 | 1626.9 | 316 | 514.1004 | 87.5513 | 131.3269 | 0.76695 | 0 | 0 | 0 | 0
Low-grade industrial/ commercial - supermarkets | Large Food Stores (750 - 2500m2) | Supermarket 2018 | 23 | 1627.19 | 316 | 514.192 | 87.5669 | 131.3504 | 0.76709 | 0 | 0 | 0 | 0
Low-grade industrial/ commercial - supermarkets | Large Food Stores (750 - 2500m2) | Supermarket 2019 | 23 | 1627.2 | 316 | 514.1952 | 87.5674 | 131.3512 | 0.76709 | 0 | 0 | 0 | 0
Low-grade industrial/ commercial - supermarkets | Large Food Stores (750 - 2500m2) | Supermarket 2020 | 23 | 1627.3 | 316 | 514.2268 | 87.5728 | 131.3592 | 0.76714 | 0 | 0 | 0 | 0
Low-grade industrial/ commercial - supermarkets | Large Food Stores (750 - 2500m2) | Supermarket 2021 | 23 | 1628.12 | 316 | 514.4859 | 87.617 | 131.4254 | 0.76752 | 0 | 0 | 0 | 0
Low-grade industrial/ commercial - supermarkets | Large Food Stores (750 - 2500m2) | Supermarket 2022 | 23 | 1630.3 | 316 | 515.1748 | 87.7343 | 131.6014 | 0.76855 | 0 | 0 | 0 | 0
Low-grade industrial/ commercial - supermarkets | Large Food Stores (750 - 2500m2) | Supermarket 2023 | 23 | 1630.5 | 316 | 515.238 | 87.745 | 131.6175 | 0.76865 | 0 | 0 | 0 | 0
Low-grade industrial/ commercial - supermarkets | Large Shops (Over 1850m2) | Supermarket 2024 | 23 | 1631 | 316 | 515.396 | 87.7719 | 131.6579 | 0.76888 | 0 | 0 | 0 | 0
Low-grade industrial/ commercial - supermarkets | Large Food Stores (750 - 2500m2) | Supermarket 2025 | 23 | 1631.08 | 316 | 515.4213 | 87.7762 | 131.6644 | 0.76892 | 0 | 0 | 0 | 0
Low-grade industrial/ commercial - supermarkets | Large Food Stores (750 - 2500m2) | Supermarket 2026 | 23 | 1632.86 | 316 | 515.9838 | 87.872 | 131.8081 | 0.76976 | 0 | 0 | 0 | 0
Low-grade industrial/ commercial - supermarkets | Large Food Stores (750 - 2500m2) | Supermarket 2027 | 23 | 1632.9 | 316 | 515.9964 | 87.8742 | 131.8113 | 0.76978 | 0 | 0 | 0 | 0
Low-grade industrial/ commercial - supermarkets | Large Food Stores (750 - 2500m2) | Supermarket 2028 | 23 | 1633.63 | 316 | 516.2271 | 87.9135 | 131.8702 | 0.77012 | 0 | 0 | 0 | 0
Low-grade industrial/ commercial - supermarkets | Shops | Supermarket 2029 | 23 | 1634 | 316 | 516.344 | 87.9334 | 131.9001 | 0.7703 | 0 | 0 | 0 | 0
Low-grade industrial/ commercial - supermarkets | Large Food Stores (750 - 2500m2) | Supermarket 2030 | 23 | 1634.3 | 316 | 516.4388 | 87.9495 | 131.9243 | 0.77044 | 0 | 0 | 0 | 0
Low-grade industrial/ commercial - supermarkets | Large Food Stores (750 - 2500m2) | Supermarket 2031 | 23 | 1634.52 | 316 | 516.5083 | 87.9614 | 131.9421 | 0.77054 | 0 | 0 | 0 | 0
Low-grade industrial/ commercial - supermarkets | Large Food Stores (750 - 2500m2) | Supermarket 2032 | 23 | 1635 | 316 | 516.66 | 87.9872 | 131.9808 | 0.77077 | 0 | 0 | 0 | 0
Low-grade industrial/ commercial - supermarkets | Large Food Stores (750 - 2500m2) | Supermarket 2033 | 23 | 1635.37 | 316 | 516.7769 | 88.0071 | 132.0107 | 0.77094 | 0 | 0 | 0 | 0
Low-grade industrial/ commercial - supermarkets | Large Food Stores (750 - 2500m2) | Supermarket 2034 | 23 | 1635.92 | 316 | 516.9507 | 88.0367 | 132.0551 | 0.7712 | 0 | 0 | 0 | 0
Low-grade industrial/ commercial - supermarkets | Large Food Stores (750 - 2500m2) | Supermarket 2035 | 23 | 1637.39 | 316 | 517.4152 | 88.1158 | 132.1737 | 0.77189 | 0 | 0 | 0 | 0
Low-grade industrial/ commercial - supermarkets | Large Food Stores (750 - 2500m2) | Supermarket 2036 | 23 | 1637.7 | 316 | 517.5132 | 88.1325 | 132.1987 | 0.77204 | 0 | 0 | 0 | 0
Low-grade industrial/ commercial - supermarkets | Large Food Stores (750 - 2500m2) | Supermarket 2037 | 23 | 1638.01 | 316 | 517.6112 | 88.1492 | 132.2238 | 0.77219 | 0 | 0 | 0 | 0
Low-grade industrial/ commercial - supermarkets | Large Food Stores (750 - 2500m2) | Supermarket 2038 | 23 | 1639.39 | 316 | 518.0472 | 88.2234 | 132.3352 | 0.77284 | 0 | 0 | 0 | 0
Low-grade industrial/ commercial - supermarkets | Large Food Stores (750 - 2500m2) | Supermarket 2039 | 23 | 1639.75 | 316 | 518.161 | 88.2428 | 132.3642 | 0.77301 | 0 | 0 | 0 | 0
Low-grade industrial/ commercial - supermarkets | Large Food Stores (750 - 2500m2) | Supermarket 2040 | 23 | 1640.2 | 316 | 518.3032 | 88.267 | 132.4006 | 0.77322 | 0 | 0 | 0 | 0
Low-grade industrial/ commercial - supermarkets | Large Food Stores (750 - 2500m2) | Supermarket 2041 | 23 | 1640.56 | 316 | 518.417 | 88.2864 | 132.4296 | 0.77339 | 0 | 0 | 0 | 0
Low-grade industrial/ commercial - supermarkets | Large Food Stores (750 - 2500m2) | Supermarket 2042 | 23 | 1640.89 | 316 | 518.5212 | 88.3042 | 132.4563 | 0.77354 | 0 | 0 | 0 | 0
Low-grade industrial/ commercial - supermarkets | Large Food Stores (750 - 2500m2) | Supermarket 2043 | 23 | 1641.36 | 316 | 518.6698 | 88.3295 | 132.4942 | 0.77377 | 0 | 0 | 0 | 0
Low-grade industrial/ commercial - supermarkets | Large Food Stores (750 - 2500m2) | Supermarket 2044 | 23 | 1642.03 | 316 | 518.8815 | 88.3655 | 132.5483 | 0.77408 | 0 | 0 | 0 | 0
Low-grade industrial/ commercial - supermarkets | Large Food Stores (750 - 2500m2) | Supermarket 2045 | 23 | 1643.4 | 316 | 519.3144 | 88.4392 | 132.6589 | 0.77473 | 0 | 0 | 0 | 0
Low-grade industrial/ commercial - supermarkets | Large Food Stores (750 - 2500m2) | Supermarket 2046 | 23 | 1646.16 | 316 | 520.1866 | 88.5878 | 132.8817 | 0.77603 | 0 | 0 | 0 | 0
Low-grade industrial/ commercial - supermarkets | Large Food Stores (750 - 2500m2) | Supermarket 2047 | 23 | 1647.96 | 316 | 520.7554 | 88.6846 | 133.027 | 0.77688 | 0 | 0 | 0 | 0
Low-grade industrial/ commercial - supermarkets | Large Food Stores (750 - 2500m2) | Supermarket 2048 | 23 | 1648 | 316 | 520.768 | 88.6868 | 133.0302 | 0.7769 | 0 | 0 | 0 | 0
Low-grade industrial/ commercial - supermarkets | Large Food Stores (750 - 2500m2) | Supermarket 2049 | 23 | 1648.04 | 316 | 520.7806 | 88.6889 | 133.0334 | 0.77692 | 0 | 0 | 0 | 0
Low-grade industrial/ commercial - supermarkets | Large Food Stores (750 - 2500m2) | Supermarket 2050 | 23 | 1648.3 | 316 | 520.8628 | 88.7029 | 133.0544 | 0.77704 | 0 | 0 | 0 | 0
Low-grade industrial/ commercial - supermarkets | Retail Warehouses and Foodstores | Supermarket 2051 | 23 | 1651.2 | 316 | 521.7792 | 88.859 | 133.2885 | 0.7784 | 0 | 0 | 0 | 0
Low-grade industrial/ commercial - supermarkets | Large Food Stores (750 - 2500m2) | Supermarket 2052 | 23 | 1654.4 | 316 | 522.7904 | 89.0312 | 133.5468 | 0.77991 | 0 | 0 | 0 | 0
Low-grade industrial/ commercial - supermarkets | Large Food Stores (750 - 2500m2) | Supermarket 2053 | 23 | 1655.43 | 316 | 523.1159 | 89.0866 | 133.63 | 0.7804 | 0 | 0 | 0 | 0
Low-grade industrial/ commercial - supermarkets | Large Food Stores (750 - 2500m2) | Supermarket 2054 | 23 | 1656.11 | 316 | 523.3308 | 89.1232 | 133.6848 | 0.78072 | 0 | 0 | 0 | 0
Low-grade industrial/ commercial - supermarkets | Large Food Stores (750 - 2500m2) | Supermarket 2055 | 23 | 1656.11 | 316 | 523.3308 | 89.1232 | 133.6848 | 0.78072 | 0 | 0 | 0 | 0
Low-grade industrial/ commercial - supermarkets | Large Food Stores (750 - 2500m2) | Supermarket 2056 | 23 | 1656.3 | 316 | 523.3908 | 89.1335 | 133.7002 | 0.78081 | 0 | 0 | 0 | 0
Low-grade industrial/ commercial - supermarkets | Large Food Stores (750 - 2500m2) | Supermarket 2057 | 23 | 1657.22 | 316 | 523.6815 | 89.183 | 133.7744 | 0.78124 | 0 | 0 | 0 | 0
Low-grade industrial/ commercial - supermarkets | Large Food Stores (750 - 2500m2) | Supermarket 2058 | 23 | 1657.5 | 316 | 523.77 | 89.198 | 133.797 | 0.78137 | 0 | 0 | 0 | 0
Low-grade industrial/ commercial - supermarkets | Large Food Stores (750 - 2500m2) | Supermarket 2059 | 23 | 1658.7 | 316 | 524.1492 | 89.2626 | 133.8939 | 0.78194 | 0 | 0 | 0 | 0
Low-grade industrial/ commercial - supermarkets | Large Food Stores (750 - 2500m2) | Supermarket 2060 | 23 | 1659.81 | 316 | 524.5 | 89.3223 | 133.9835 | 0.78246 | 0 | 0 | 0 | 0
Low-grade industrial/ commercial - supermarkets | Large Food Stores (750 - 2500m2) | Supermarket 2061 | 23 | 1660.88 | 316 | 524.8381 | 89.3799 | 134.0699 | 0.78297 | 0 | 0 | 0 | 0
Low-grade industrial/ commercial - supermarkets | Large Food Stores (750 - 2500m2) | Supermarket 2062 | 23 | 1661.23 | 316 | 524.9487 | 89.3988 | 134.0981 | 0.78313 | 0 | 0 | 0 | 0
Low-grade industrial/ commercial - supermarkets | Large Food Stores (750 - 2500m2) | Supermarket 2063 | 23 | 1661.35 | 316 | 524.9866 | 89.4052 | 134.1078 | 0.78319 | 0 | 0 | 0 | 0
Low-grade industrial/ commercial - supermarkets | Large Food Stores (750 - 2500m2) | Supermarket 2064 | 23 | 1661.4 | 316 | 525.0024 | 89.4079 | 134.1119 | 0.78321 | 0 | 0 | 0 | 0
Low-grade industrial/ commercial - supermarkets | Large Food Stores (750 - 2500m2) | Supermarket 2065 | 23 | 1663.2 | 316 | 525.5712 | 89.5048 | 134.2572 | 0.78406 | 0 | 0 | 0 | 0
Low-grade industrial/ commercial - supermarkets | Large Food Stores (750 - 2500m2) | Supermarket 2066 | 23 | 1663.6 | 316 | 525.6976 | 89.5263 | 134.2895 | 0.78425 | 0 | 0 | 0 | 0
Low-grade industrial/ commercial - supermarkets | Large Food Stores (750 - 2500m2) | Supermarket 2067 | 23 | 1664.2 | 316 | 525.8872 | 89.5586 | 134.3379 | 0.78453 | 0 | 0 | 0 | 0
Low-grade industrial/ commercial - supermarkets | Large Food Stores (750 - 2500m2) | Supermarket 2068 | 23 | 1665 | 316 | 526.14 | 89.6016 | 134.4025 | 0.78491 | 0 | 0 | 0 | 0
Low-grade industrial/ commercial - supermarkets | Large Food Stores (750 - 2500m2) | Supermarket 2069 | 23 | 1665.3 | 316 | 526.2348 | 89.6178 | 134.4267 | 0.78505 | 0 | 0 | 0 | 0
Low-grade industrial/ commercial - supermarkets | Large Food Stores (750 - 2500m2) | Supermarket 2070 | 23 | 1667.09 | 316 | 526.8004 | 89.7141 | 134.5712 | 0.7859 | 0 | 0 | 0 | 0
Low-grade industrial/ commercial - supermarkets | Large Food Stores (750 - 2500m2) | Supermarket 2071 | 23 | 1667.1 | 316 | 526.8036 | 89.7147 | 134.572 | 0.7859 | 0 | 0 | 0 | 0
Low-grade industrial/ commercial - supermarkets | Large Food Stores (750 - 2500m2) | Supermarket 2072 | 23 | 1667.3 | 316 | 526.8668 | 89.7254 | 134.5881 | 0.78599 | 0 | 0 | 0 | 0
Low-grade industrial/ commercial - supermarkets | Large Food Stores (750 - 2500m2) | Supermarket 2073 | 23 | 1668 | 316 | 527.088 | 89.7631 | 134.6446 | 0.78632 | 0 | 0 | 0 | 0
Low-grade industrial/ commercial - supermarkets | Large Food Stores (750 - 2500m2) | Supermarket 2074 | 23 | 1668 | 316 | 527.088 | 89.7631 | 134.6446 | 0.78632 | 0 | 0 | 0 | 0
Low-grade industrial/ commercial - supermarkets | Large Food Stores (750 - 2500m2) | Supermarket 2075 | 23 | 1668.54 | 316 | 527.2586 | 89.7921 | 134.6882 | 0.78658 | 0 | 0 | 0 | 0
Low-grade industrial/ commercial - supermarkets | Large Food Stores (750 - 2500m2) | Supermarket 2076 | 23 | 1668.9 | 316 | 527.3724 | 89.8115 | 134.7173 | 0.78675 | 0 | 0 | 0 | 0
Low-grade industrial/ commercial - supermarkets | Large Food Stores (750 - 2500m2) | Supermarket 2077 | 23 | 1669.5 | 316 | 527.562 | 89.8438 | 134.7657 | 0.78703 | 0 | 0 | 0 | 0
Low-grade industrial/ commercial - supermarkets | Large Food Stores (750 - 2500m2) | Supermarket 2078 | 23 | 1670.5 | 316 | 527.878 | 89.8976 | 134.8464 | 0.7875 | 0 | 0 | 0 | 0
Low-grade industrial/ commercial - supermarkets | Large Food Stores (750 - 2500m2) | Supermarket 2079 | 23 | 1671 | 316 | 528.036 | 89.9245 | 134.8868 | 0.78774 | 0 | 0 | 0 | 0
Low-grade industrial/ commercial - supermarkets | Large Food Stores (750 - 2500m2) | Supermarket 2080 | 23 | 1671.45 | 316 | 528.1782 | 89.9487 | 134.9231 | 0.78795 | 0 | 0 | 0 | 0
Low-grade industrial/ commercial - supermarkets | Large Food Stores (750 - 2500m2) | Supermarket 2081 | 23 | 1672.5 | 316 | 528.51 | 90.0053 | 135.0079 | 0.78845 | 0 | 0 | 0 | 0
Low-grade industrial/ commercial - supermarkets | Large Food Stores (750 - 2500m2) | Supermarket 2082 | 23 | 1672.85 | 316 | 528.6206 | 90.0241 | 135.0361 | 0.78861 | 0 | 0 | 0 | 0
Low-grade industrial/ commercial - supermarkets | Large Food Stores (750 - 2500m2) | Supermarket 2083 | 23 | 1673.07 | 316 | 528.6901 | 90.0359 | 135.0539 | 0.78871 | 0 | 0 | 0 | 0
Low-grade industrial/ commercial - supermarkets | Large Food Stores (750 - 2500m2) | Supermarket 2084 | 23 | 1673.48 | 316 | 528.8197 | 90.058 | 135.087 | 0.78891 | 0 | 0 | 0 | 0
Low-grade industrial/ commercial - supermarkets | Retail Warehouses and Foodstores | Supermarket 2085 | 23 | 1674.23 | 316 | 529.0567 | 90.0984 | 135.1475 | 0.78926 | 0 | 0 | 0 | 0
Low-grade industrial/ commercial - supermarkets | Large Food Stores (750 - 2500m2) | Supermarket 2086 | 23 | 1674.7 | 316 | 529.2052 | 90.1236 | 135.1855 | 0.78948 | 0 | 0 | 0 | 0
Low-grade industrial/ commercial - supermarkets | Large Food Stores (750 - 2500m2) | Supermarket 2087 | 23 | 1674.9 | 316 | 529.2684 | 90.1344 | 135.2016 | 0.78958 | 0 | 0 | 0 | 0
Low-grade industrial/ commercial - supermarkets | Large Food Stores (750 - 2500m2) | Supermarket 2088 | 23 | 1675.6 | 316 | 529.4896 | 90.1721 | 135.2581 | 0.78991 | 0 | 0 | 0 | 0
Low-grade industrial/ commercial - supermarkets | Large Food Stores (750 - 2500m2) | Supermarket 2089 | 23 | 1676 | 316 | 529.616 | 90.1936 | 135.2904 | 0.7901 | 0 | 0 | 0 | 0
Low-grade industrial/ commercial - supermarkets | Large Food Stores (750 - 2500m2) | Supermarket 2090 | 23 | 1676.8 | 316 | 529.8688 | 90.2367 | 135.355 | 0.79047 | 0 | 0 | 0 | 0
Low-grade industrial/ commercial - supermarkets | Large Food Stores (750 - 2500m2) | Supermarket 2091 | 23 | 1676.83 | 316 | 529.8783 | 90.2383 | 135.3574 | 0.79049 | 0 | 0 | 0 | 0
Low-grade industrial/ commercial - supermarkets | Large Food Stores (750 - 2500m2) | Supermarket 2092 | 23 | 1677.5 | 316 | 530.09 | 90.2743 | 135.4115 | 0.7908 | 0 | 0 | 0 | 0
Low-grade industrial/ commercial - supermarkets | Large Food Stores (750 - 2500m2) | Supermarket 2093 | 23 | 1680.9 | 316 | 531.1644 | 90.4573 | 135.6859 | 0.79241 | 0 | 0 | 0 | 0
Low-grade industrial/ commercial - supermarkets | Large Food Stores (750 - 2500m2) | Supermarket 2094 | 23 | 1682.34 | 316 | 531.6194 | 90.5348 | 135.8022 | 0.79308 | 0 | 0 | 0 | 0
Low-grade industrial/ commercial - supermarkets | Large Food Stores (750 - 2500m2) | Supermarket 2095 | 23 | 1682.9 | 316 | 531.7964 | 90.5649 | 135.8474 | 0.79335 | 0 | 0 | 0 | 0
Low-grade industrial/ commercial - supermarkets | Large Food Stores (750 - 2500m2) | Supermarket 2096 | 23 | 1683.54 | 316 | 531.9986 | 90.5994 | 135.8991 | 0.79365 | 0 | 0 | 0 | 0
Low-grade industrial/ commercial - supermarkets | Large Food Stores (750 - 2500m2) | Supermarket 2097 | 23 | 1685 | 316 | 532.46 | 90.6779 | 136.0169 | 0.79434 | 0 | 0 | 0 | 0
Low-grade industrial/ commercial - supermarkets | Large Food Stores (750 - 2500m2) | Supermarket 2098 | 23 | 1686.2 | 316 | 532.8392 | 90.7425 | 136.1138 | 0.7949 | 0 | 0 | 0 | 0
Low-grade industrial/ commercial - supermarkets | Large Food Stores (750 - 2500m2) | Supermarket 2099 | 23 | 1686.98 | 316 | 533.0857 | 90.7845 | 136.1767 | 0.79527 | 0 | 0 | 0 | 0
Low-grade industrial/ commercial - supermarkets | Large Food Stores (750 - 2500m2) | Supermarket 2100 | 23 | 1687 | 316 | 533.092 | 90.7856 | 136.1784 | 0.79528 | 0 | 0 | 0 | 0
Low-grade industrial/ commercial - supermarkets | Large Food Stores (750 - 2500m2) | Supermarket 2101 | 23 | 1687.59 | 316 | 533.2784 | 90.8173 | 136.226 | 0.79556 | 0 | 0 | 0 | 0
Low-grade industrial/ commercial - supermarkets | Large Food Stores (750 - 2500m2) | Supermarket 2102 | 23 | 1687.8 | 316 | 533.3448 | 90.8286 | 136.2429 | 0.79566 | 0 | 0 | 0 | 0
Low-grade industrial/ commercial - supermarkets | Large Food Stores (750 - 2500m2) | Supermarket 2103 | 23 | 1688.45 | 316 | 533.5502 | 90.8636 | 136.2954 | 0.79597 | 0 | 0 | 0 | 0
Low-grade industrial/ commercial - supermarkets | Large Food Stores (750 - 2500m2) | Supermarket 2104 | 23 | 1689.12 | 316 | 533.7619 | 90.8997 | 136.3495 | 0.79628 | 0 | 0 | 0 | 0
Low-grade industrial/ commercial - supermarkets | Large Food Stores (750 - 2500m2) | Supermarket 2105 | 23 | 1690.6 | 316 | 534.2296 | 90.9793 | 136.469 | 0.79698 | 0 | 0 | 0 | 0
Low-grade industrial/ commercial - supermarkets | Large Food Stores (750 - 2500m2) | Supermarket 2106 | 23 | 1691 | 316 | 534.356 | 91.0008 | 136.5012 | 0.79717 | 0 | 0 | 0 | 0
Low-grade industrial/ commercial - supermarkets | Large Food Stores (750 - 2500m2) | Supermarket 2107 | 23 | 1692.31 | 316 | 534.77 | 91.0713 | 136.607 | 0.79778 | 0 | 0 | 0 | 0
Low-grade industrial/ commercial - supermarkets | Large Food Stores (750 - 2500m2) | Supermarket 2108 | 23 | 1692.38 | 316 | 534.7921 | 91.0751 | 136.6126 | 0.79782 | 0 | 0 | 0 | 0
Low-grade industrial/ commercial - supermarkets | Large Food Stores (750 - 2500m2) | Supermarket 2109 | 23 | 1692.38 | 316 | 534.7921 | 91.0751 | 136.6126 | 0.79782 | 0 | 0 | 0 | 0
Low-grade industrial/ commercial - supermarkets | Large Food Stores (750 - 2500m2) | Supermarket 2110 | 23 | 1692.92 | 316 | 534.9627 | 91.1042 | 136.6562 | 0.79807 | 0 | 0 | 0 | 0
Low-grade industrial/ commercial - supermarkets | Large Food Stores (750 - 2500m2) | Supermarket 2111 | 23 | 1694.3 | 316 | 535.3988 | 91.1784 | 136.7676 | 0.79872 | 0 | 0 | 0 | 0
Low-grade industrial/ commercial - supermarkets | Large Food Stores (750 - 2500m2) | Supermarket 2112 | 23 | 1694.8 | 316 | 535.5568 | 91.2053 | 136.808 | 0.79896 | 0 | 0 | 0 | 0
Low-grade industrial/ commercial - supermarkets | Large Food Stores (750 - 2500m2) | Supermarket 2113 | 23 | 1696 | 316 | 535.936 | 91.2699 | 136.9049 | 0.79952 | 0 | 0 | 0 | 0
Low-grade industrial/ commercial - supermarkets | Large Food Stores (750 - 2500m2) | Supermarket 2114 | 23 | 1697.1 | 316 | 536.2836 | 91.3291 | 136.9936 | 0.80004 | 0 | 0 | 0 | 0
Low-grade industrial/ commercial - supermarkets | Large Food Stores (750 - 2500m2) | Supermarket 2115 | 23 | 1697.1 | 316 | 536.2836 | 91.3291 | 136.9936 | 0.80004 | 0 | 0 | 0 | 0
Low-grade industrial/ commercial - supermarkets | Large Food Stores (750 - 2500m2) | Supermarket 2116 | 23 | 1699.1 | 316 | 536.9156 | 91.4367 | 137.1551 | 0.80099 | 0 | 0 | 0 | 0
Low-grade industrial/ commercial - supermarkets | Large Food Stores (750 - 2500m2) | Supermarket 2117 | 23 | 1700 | 316 | 537.2 | 91.4852 | 137.2277 | 0.80141 | 0 | 0 | 0 | 0
Low-grade industrial/ commercial - supermarkets | Large Food Stores (750 - 2500m2) | Supermarket 2118 | 23 | 1700.5 | 316 | 537.358 | 91.5121 | 137.2681 | 0.80165 | 0 | 0 | 0 | 0
Low-grade industrial/ commercial - supermarkets | Large Food Stores (750 - 2500m2) | Supermarket 2119 | 23 | 1700.675 | 316 | 537.4133 | 91.5215 | 137.2822 | 0.80173 | 0 | 0 | 0 | 0
Low-grade industrial/ commercial - supermarkets | Large Food Stores (750 - 2500m2) | Supermarket 2120 | 23 | 1701.12 | 316 | 537.5539 | 91.5454 | 137.3181 | 0.80194 | 0 | 0 | 0 | 0
Low-grade industrial/ commercial - supermarkets | Large Food Stores (750 - 2500m2) | Supermarket 2121 | 23 | 1701.8 | 316 | 537.7688 | 91.582 | 137.373 | 0.80226 | 0 | 0 | 0 | 0
Low-grade industrial/ commercial - supermarkets | Shops | Supermarket 2122 | 23 | 1704.59 | 316 | 538.6504 | 91.7322 | 137.5983 | 0.80357 | 0 | 0 | 0 | 0
Low-grade industrial/ commercial - supermarkets | Large Food Stores (750 - 2500m2) | Supermarket 2123 | 23 | 1705.91 | 316 | 539.0676 | 91.8032 | 137.7048 | 0.8042 | 0 | 0 | 0 | 0
Low-grade industrial/ commercial - supermarkets | Large Food Stores (750 - 2500m2) | Supermarket 2124 | 23 | 1706.45 | 316 | 539.2382 | 91.8323 | 137.7484 | 0.80445 | 0 | 0 | 0 | 0
Low-grade industrial/ commercial - supermarkets | Large Food Stores (750 - 2500m2) | Supermarket 2125 | 23 | 1709.09 | 316 | 540.0724 | 91.9743 | 137.9615 | 0.8057 | 0 | 0 | 0 | 0
Low-grade industrial/ commercial - supermarkets | Large Food Stores (750 - 2500m2) | Supermarket 2126 | 23 | 1709.4 | 316 | 540.1704 | 91.991 | 137.9865 | 0.80584 | 0 | 0 | 0 | 0
Low-grade industrial/ commercial - supermarkets | Large Food Stores (750 - 2500m2) | Supermarket 2127 | 23 | 1711 | 316 | 540.676 | 92.0771 | 138.1157 | 0.8066 | 0 | 0 | 0 | 0
Low-grade industrial/ commercial - supermarkets | Large Food Stores (750 - 2500m2) | Supermarket 2128 | 23 | 1711.21 | 316 | 540.7424 | 92.0884 | 138.1326 | 0.80669 | 0 | 0 | 0 | 0
Low-grade industrial/ commercial - supermarkets | Large Shops (750 - 1850m2) | Supermarket 2129 | 23 | 1712 | 316 | 540.992 | 92.1309 | 138.1964 | 0.80707 | 0 | 0 | 0 | 0
Low-grade industrial/ commercial - supermarkets | Large Food Stores (750 - 2500m2) | Supermarket 2130 | 23 | 1714.14 | 316 | 541.6682 | 92.2461 | 138.3692 | 0.80808 | 0 | 0 | 0 | 0
Low-grade industrial/ commercial - supermarkets | Large Food Stores (750 - 2500m2) | Supermarket 2131 | 23 | 1714.17 | 316 | 541.6777 | 92.2477 | 138.3716 | 0.80809 | 0 | 0 | 0 | 0
Low-grade industrial/ commercial - supermarkets | Large Food Stores (750 - 2500m2) | Supermarket 2132 | 23 | 1714.54 | 316 | 541.7946 | 92.2676 | 138.4014 | 0.80826 | 0 | 0 | 0 | 0
Low-grade industrial/ commercial - supermarkets | Large Food Stores (750 - 2500m2) | Supermarket 2133 | 23 | 1716.5 | 316 | 542.414 | 92.3731 | 138.5597 | 0.80919 | 0 | 0 | 0 | 0
Low-grade industrial/ commercial - supermarkets | Large Food Stores (750 - 2500m2) | Supermarket 2134 | 23 | 1718.7 | 316 | 543.1092 | 92.4915 | 138.7372 | 0.81023 | 0 | 0 | 0 | 0
Low-grade industrial/ commercial - supermarkets | Large Food Stores (750 - 2500m2) | Supermarket 2135 | 23 | 1719.2 | 316 | 543.2672 | 92.5184 | 138.7776 | 0.81046 | 0 | 0 | 0 | 0
Low-grade industrial/ commercial - supermarkets | Large Food Stores (750 - 2500m2) | Supermarket 2136 | 23 | 1720.23 | 316 | 543.5927 | 92.5738 | 138.8608 | 0.81095 | 0 | 0 | 0 | 0
Low-grade industrial/ commercial - supermarkets | Large Food Stores (750 - 2500m2) | Supermarket 2137 | 23 | 1720.76 | 316 | 543.7602 | 92.6024 | 138.9035 | 0.8112 | 0 | 0 | 0 | 0
Low-grade industrial/ commercial - supermarkets | Large Food Stores (750 - 2500m2) | Supermarket 2138 | 23 | 1720.8 | 316 | 543.7728 | 92.6045 | 138.9068 | 0.81122 | 0 | 0 | 0 | 0
Low-grade industrial/ commercial - supermarkets | Large Food Stores (750 - 2500m2) | Supermarket 2139 | 23 | 1721.08 | 316 | 543.8613 | 92.6196 | 138.9294 | 0.81135 | 0 | 0 | 0 | 0
Low-grade industrial/ commercial - supermarkets | Large Food Stores (750 - 2500m2) | Supermarket 2140 | 23 | 1723.64 | 316 | 544.6702 | 92.7573 | 139.136 | 0.81255 | 0 | 0 | 0 | 0
Low-grade industrial/ commercial - supermarkets | Hypermarkets/Superstores (over 2500m2) | Supermarket 2141 | 23 | 1723.84 | 316 | 544.7334 | 92.7681 | 139.1522 | 0.81265 | 0 | 0 | 0 | 0
Low-grade industrial/ commercial - supermarkets | Large Food Stores (750 - 2500m2) | Supermarket 2142 | 23 | 1725 | 316 | 545.1 | 92.8305 | 139.2458 | 0.8132 | 0 | 0 | 0 | 0
Low-grade industrial/ commercial - supermarkets | Large Food Stores (750 - 2500m2) | Supermarket 2143 | 23 | 1725.74 | 316 | 545.3338 | 92.8704 | 139.3055 | 0.81354 | 0 | 0 | 0 | 0
Low-grade industrial/ commercial - supermarkets | Large Food Stores (750 - 2500m2) | Supermarket 2144 | 23 | 1726.6 | 316 | 545.6056 | 92.9166 | 139.375 | 0.81395 | 0 | 0 | 0 | 0
Low-grade industrial/ commercial - supermarkets | Large Food Stores (750 - 2500m2) | Supermarket 2145 | 23 | 1727.1 | 316 | 545.7636 | 92.9435 | 139.4153 | 0.81419 | 0 | 0 | 0 | 0
Low-grade industrial/ commercial - supermarkets | Large Food Stores (750 - 2500m2) | Supermarket 2146 | 23 | 1729.6 | 316 | 546.5536 | 93.0781 | 139.6171 | 0.81536 | 0 | 0 | 0 | 0
Low-grade industrial/ commercial - supermarkets | Large Food Stores (750 - 2500m2) | Supermarket 2147 | 23 | 1731 | 316 | 546.996 | 93.1534 | 139.7301 | 0.81602 | 0 | 0 | 0 | 0
Low-grade industrial/ commercial - supermarkets | Large Food Stores (750 - 2500m2) | Supermarket 2148 | 23 | 1731.3 | 316 | 547.0908 | 93.1696 | 139.7543 | 0.81617 | 0 | 0 | 0 | 0
Low-grade industrial/ commercial - supermarkets | Large Food Stores (750 - 2500m2) | Supermarket 2149 | 23 | 1733.5 | 316 | 547.786 | 93.288 | 139.9319 | 0.8172 | 0 | 0 | 0 | 0
Low-grade industrial/ commercial - supermarkets | Retail Warehouses and Foodstores | Supermarket 2150 | 23 | 1733.58 | 316 | 547.8113 | 93.2923 | 139.9384 | 0.81724 | 0 | 0 | 0 | 0
Low-grade industrial/ commercial - supermarkets | Large Food Stores (750 - 2500m2) | Supermarket 2151 | 23 | 1733.8 | 316 | 547.8808 | 93.3041 | 139.9562 | 0.81734 | 0 | 0 | 0 | 0
Low-grade industrial/ commercial - supermarkets | Large Food Stores (750 - 2500m2) | Supermarket 2152 | 23 | 1735.52 | 316 | 548.4243 | 93.3967 | 140.095 | 0.81815 | 0 | 0 | 0 | 0
Low-grade industrial/ commercial - supermarkets | Large Food Stores (750 - 2500m2) | Supermarket 2153 | 23 | 1736.88 | 316 | 548.8541 | 93.4698 | 140.2048 | 0.8188 | 0 | 0 | 0 | 0
Low-grade industrial/ commercial - supermarkets | Large Food Stores (750 - 2500m2) | Supermarket 2154 | 23 | 1737.26 | 316 | 548.9742 | 93.4903 | 140.2354 | 0.81898 | 0 | 0 | 0 | 0
Low-grade industrial/ commercial - supermarkets | Shops | Supermarket 2155 | 23 | 1737.2875 | 316 | 548.9828 | 93.4918 | 140.2377 | 0.81899 | 0 | 0 | 0 | 0
Low-grade industrial/ commercial - supermarkets | Large Food Stores (750 - 2500m2) | Supermarket 2156 | 23 | 1737.6 | 316 | 549.0816 | 93.5086 | 140.2629 | 0.81914 | 0 | 0 | 0 | 0
Low-grade industrial/ commercial - supermarkets | Large Food Stores (750 - 2500m2) | Supermarket 2157 | 23 | 1737.72 | 316 | 549.1195 | 93.5151 | 140.2726 | 0.81919 | 0 | 0 | 0 | 0
Low-grade industrial/ commercial - supermarkets | Large Food Stores (750 - 2500m2) | Supermarket 2158 | 23 | 1738.81 | 316 | 549.464 | 93.5737 | 140.3606 | 0.81971 | 0 | 0 | 0 | 0
Low-grade industrial/ commercial - supermarkets | Large Food Stores (750 - 2500m2) | Supermarket 2159 | 23 | 1740.27 | 316 | 549.9253 | 93.6523 | 140.4784 | 0.82039 | 0 | 0 | 0 | 0
Low-grade industrial/ commercial - supermarkets | Large Food Stores (750 - 2500m2) | Supermarket 2160 | 23 | 1741.48 | 316 | 550.3077 | 93.7174 | 140.5761 | 0.82096 | 0 | 0 | 0 | 0
Low-grade industrial/ commercial - supermarkets | Large Food Stores (750 - 2500m2) | Supermarket 2161 | 23 | 1742.09 | 316 | 550.5004 | 93.7502 | 140.6253 | 0.82125 | 0 | 0 | 0 | 0
Low-grade industrial/ commercial - supermarkets | Large Food Stores (750 - 2500m2) | Supermarket 2162 | 23 | 1742.46 | 316 | 550.6174 | 93.7701 | 140.6552 | 0.82143 | 0 | 0 | 0 | 0
Low-grade industrial/ commercial - supermarkets | Large Food Stores (750 - 2500m2) | Supermarket 2163 | 23 | 1742.83 | 316 | 550.7343 | 93.79 | 140.6851 | 0.8216 | 0 | 0 | 0 | 0
Low-grade industrial/ commercial - supermarkets | Large Food Stores (750 - 2500m2) | Supermarket 2164 | 23 | 1743.14 | 316 | 550.8322 | 93.8067 | 140.7101 | 0.82175 | 0 | 0 | 0 | 0
Low-grade industrial/ commercial - supermarkets | Large Food Stores (750 - 2500m2) | Supermarket 2165 | 23 | 1743.66 | 316 | 550.9966 | 93.8347 | 140.7521 | 0.82199 | 0 | 0 | 0 | 0
Low-grade industrial/ commercial - supermarkets | Large Food Stores (750 - 2500m2) | Supermarket 2166 | 23 | 1743.7 | 316 | 551.0092 | 93.8369 | 140.7553 | 0.82201 | 0 | 0 | 0 | 0
Low-grade industrial/ commercial - supermarkets | Large Food Stores (750 - 2500m2) | Supermarket 2167 | 23 | 1743.83 | 316 | 551.0503 | 93.8439 | 140.7658 | 0.82207 | 0 | 0 | 0 | 0
Low-grade industrial/ commercial - supermarkets | Large Food Stores (750 - 2500m2) | Supermarket 2168 | 23 | 1744 | 316 | 551.104 | 93.853 | 140.7795 | 0.82215 | 0 | 0 | 0 | 0
Low-grade industrial/ commercial - supermarkets | Retail Warehouses and Foodstores | Supermarket 2169 | 23 | 1744.25 | 316 | 551.183 | 93.8665 | 140.7997 | 0.82227 | 0 | 0 | 0 | 0
Low-grade industrial/ commercial - supermarkets | Large Food Stores (750 - 2500m2) | Supermarket 2170 | 23 | 1745.63 | 316 | 551.6191 | 93.9407 | 140.9111 | 0.82292 | 0 | 0 | 0 | 0
Low-grade industrial/ commercial - supermarkets | Large Food Stores (750 - 2500m2) | Supermarket 2171 | 23 | 1745.7 | 316 | 551.6412 | 93.9445 | 140.9167 | 0.82295 | 0 | 0 | 0 | 0
Low-grade industrial/ commercial - supermarkets | Large Food Stores (750 - 2500m2) | Supermarket 2172 | 23 | 1745.8 | 316 | 551.6728 | 93.9499 | 140.9248 | 0.823 | 0 | 0 | 0 | 0
Low-grade industrial/ commercial - supermarkets | Large Food Stores (750 - 2500m2) | Supermarket 2173 | 23 | 1747.28 | 316 | 552.1405 | 94.0295 | 141.0443 | 0.8237 | 0 | 0 | 0 | 0
Low-grade industrial/ commercial - supermarkets | Large Food Stores (750 - 2500m2) | Supermarket 2174 | 23 | 1748 | 316 | 552.368 | 94.0683 | 141.1024 | 0.82404 | 0 | 0 | 0 | 0
Low-grade industrial/ commercial - supermarkets | Large Food Stores (750 - 2500m2) | Supermarket 2175 | 23 | 1748.6 | 316 | 552.5576 | 94.1006 | 141.1508 | 0.82432 | 0 | 0 | 0 | 0
Low-grade industrial/ commercial - supermarkets | Large Food Stores (750 - 2500m2) | Supermarket 2176 | 23 | 1749.48 | 316 | 552.8357 | 94.1479 | 141.2219 | 0.82474 | 0 | 0 | 0 | 0
Low-grade industrial/ commercial - supermarkets | Large Food Stores (750 - 2500m2) | Supermarket 2177 | 23 | 1750.36 | 316 | 553.1138 | 94.1953 | 141.2929 | 0.82515 | 0 | 0 | 0 | 0
Low-grade industrial/ commercial - supermarkets | Large Food Stores (750 - 2500m2) | Supermarket 2178 | 23 | 1751.8 | 316 | 553.5688 | 94.2728 | 141.4091 | 0.82583 | 0 | 0 | 0 | 0
Low-grade industrial/ commercial - supermarkets | Large Food Stores (750 - 2500m2) | Supermarket 2179 | 23 | 1752.2 | 316 | 553.6952 | 94.2943 | 141.4414 | 0.82602 | 0 | 0 | 0 | 0
Low-grade industrial/ commercial - supermarkets | Large Food Stores (750 - 2500m2) | Supermarket 2180 | 23 | 1752.44 | 316 | 553.771 | 94.3072 | 141.4608 | 0.82613 | 0 | 0 | 0 | 0
Low-grade industrial/ commercial - supermarkets | Large Food Stores (750 - 2500m2) | Supermarket 2181 | 23 | 1753.64 | 316 | 554.1502 | 94.3718 | 141.5577 | 0.8267 | 0 | 0 | 0 | 0
Low-grade industrial/ commercial - supermarkets | Large Food Stores (750 - 2500m2) | Supermarket 2182 | 23 | 1754.58 | 316 | 554.4473 | 94.4224 | 141.6336 | 0.82714 | 0 | 0 | 0 | 0
Low-grade industrial/ commercial - supermarkets | Large Food Stores (750 - 2500m2) | Supermarket 2183 | 23 | 1755.18 | 316 | 554.6369 | 94.4547 | 141.682 | 0.82742 | 0 | 0 | 0 | 0
Low-grade industrial/ commercial - supermarkets | Large Food Stores (750 - 2500m2) | Supermarket 2184 | 23 | 1757.99 | 316 | 555.5248 | 94.6059 | 141.9088 | 0.82875 | 0 | 0 | 0 | 0
Low-grade industrial/ commercial - supermarkets | Large Food Stores (750 - 2500m2) | Supermarket 2185 | 23 | 1758 | 316 | 555.528 | 94.6064 | 141.9096 | 0.82875 | 0 | 0 | 0 | 0
Low-grade industrial/ commercial - supermarkets | Large Food Stores (750 - 2500m2) | Supermarket 2186 | 23 | 1758.02 | 316 | 555.5343 | 94.6075 | 141.9112 | 0.82876 | 0 | 0 | 0 | 0
Low-grade industrial/ commercial - supermarkets | Large Food Stores (750 - 2500m2) | Supermarket 2187 | 23 | 1759.29 | 316 | 555.9356 | 94.6758 | 142.0138 | 0.82936 | 0 | 0 | 0 | 0
Low-grade industrial/ commercial - supermarkets | Large Food Stores (750 - 2500m2) | Supermarket 2188 | 23 | 1761.29 | 316 | 556.5676 | 94.7835 | 142.1752 | 0.8303 | 0 | 0 | 0 | 0
Low-grade industrial/ commercial - supermarkets | Large Food Stores (750 - 2500m2) | Supermarket 2189 | 23 | 1762.14 | 316 | 556.8362 | 94.8292 | 142.2438 | 0.8307 | 0 | 0 | 0 | 0
Low-grade industrial/ commercial - supermarkets | Large Food Stores (750 - 2500m2) | Supermarket 2190 | 23 | 1763.5 | 316 | 557.266 | 94.9024 | 142.3536 | 0.83135 | 0 | 0 | 0 | 0
Low-grade industrial/ commercial - supermarkets | Large Food Stores (750 - 2500m2) | Supermarket 2191 | 23 | 1764.64 | 316 | 557.6262 | 94.9637 | 142.4456 | 0.83188 | 0 | 0 | 0 | 0
Low-grade industrial/ commercial - supermarkets | Large Food Stores (750 - 2500m2) | Supermarket 2192 | 23 | 1765 | 316 | 557.74 | 94.9831 | 142.4747 | 0.83205 | 0 | 0 | 0 | 0
Low-grade industrial/ commercial - supermarkets | Large Food Stores (750 - 2500m2) | Supermarket 2193 | 23 | 1765.26 | 316 | 557.8222 | 94.9971 | 142.4957 | 0.83217 | 0 | 0 | 0 | 0
Low-grade industrial/ commercial - supermarkets | Large Food Stores (750 - 2500m2) | Supermarket 2194 | 23 | 1766 | 316 | 558.056 | 95.0369 | 142.5554 | 0.83252 | 0 | 0 | 0 | 0
Low-grade industrial/ commercial - supermarkets | Large Food Stores (750 - 2500m2) | Supermarket 2195 | 23 | 1767.94 | 316 | 558.669 | 95.1413 | 142.712 | 0.83344 | 0 | 0 | 0 | 0
Low-grade industrial/ commercial - supermarkets | Large Food Stores (750 - 2500m2) | Supermarket 2196 | 23 | 1768.25 | 316 | 558.767 | 95.158 | 142.737 | 0.83358 | 0 | 0 | 0 | 0
Low-grade industrial/ commercial - supermarkets | Large Food Stores (750 - 2500m2) | Supermarket 2197 | 23 | 1768.6 | 316 | 558.8776 | 95.1769 | 142.7653 | 0.83375 | 0 | 0 | 0 | 0
Low-grade industrial/ commercial - supermarkets | Large Food Stores (750 - 2500m2) | Supermarket 2198 | 23 | 1769.22 | 316 | 559.0735 | 95.2102 | 142.8153 | 0.83404 | 0 | 0 | 0 | 0
Low-grade industrial/ commercial - supermarkets | Large Food Stores (750 - 2500m2) | Supermarket 2199 | 23 | 1769.5 | 316 | 559.162 | 95.2253 | 142.8379 | 0.83417 | 0 | 0 | 0 | 0
Low-grade industrial/ commercial - supermarkets | Large Food Stores (750 - 2500m2) | Supermarket 2200 | 23 | 1771.6 | 316 | 559.8256 | 95.3383 | 143.0074 | 0.83516 | 0 | 0 | 0 | 0
Low-grade industrial/ commercial - supermarkets | Large Food Stores (750 - 2500m2) | Supermarket 2201 | 23 | 1771.65 | 316 | 559.8414 | 95.341 | 143.0115 | 0.83519 | 0 | 0 | 0 | 0
Low-grade industrial/ commercial - supermarkets | Large Food Stores (750 - 2500m2) | Supermarket 2202 | 23 | 1772 | 316 | 559.952 | 95.3598 | 143.0397 | 0.83535 | 0 | 0 | 0 | 0
Low-grade industrial/ commercial - supermarkets | Large Food Stores (750 - 2500m2) | Supermarket 2203 | 23 | 1772.64 | 316 | 560.1542 | 95.3943 | 143.0914 | 0.83565 | 0 | 0 | 0 | 0
Low-grade industrial/ commercial - supermarkets | Large Food Stores (750 - 2500m2) | Supermarket 2204 | 23 | 1772.9 | 316 | 560.2364 | 95.4083 | 143.1124 | 0.83578 | 0 | 0 | 0 | 0
Low-grade industrial/ commercial - supermarkets | Large Food Stores (750 - 2500m2) | Supermarket 2205 | 23 | 1773.38 | 316 | 560.3881 | 95.4341 | 143.1511 | 0.836 | 0 | 0 | 0 | 0
Low-grade industrial/ commercial - supermarkets | Large Food Stores (750 - 2500m2) | Supermarket 2206 | 23 | 1775.7 | 316 | 561.1212 | 95.5589 | 143.3384 | 0.8371 | 0 | 0 | 0 | 0
Low-grade industrial/ commercial - supermarkets | Large Food Stores (750 - 2500m2) | Supermarket 2207 | 23 | 1776.15 | 316 | 561.2634 | 95.5832 | 143.3747 | 0.83731 | 0 | 0 | 0 | 0
Low-grade industrial/ commercial - supermarkets | Large Food Stores (750 - 2500m2) | Supermarket 2208 | 23 | 1777.1625 | 316 | 561.5833 | 95.6376 | 143.4565 | 0.83779 | 0 | 0 | 0 | 0
Low-grade industrial/ commercial - supermarkets | Large Food Stores (750 - 2500m2) | Supermarket 2209 | 23 | 1777.4 | 316 | 561.6584 | 95.6504 | 143.4756 | 0.8379 | 0 | 0 | 0 | 0
Low-grade industrial/ commercial - supermarkets | Large Food Stores (750 - 2500m2) | Supermarket 2210 | 23 | 1778.3 | 316 | 561.9428 | 95.6989 | 143.5483 | 0.83832 | 0 | 0 | 0 | 0
Low-grade industrial/ commercial - supermarkets | Large Food Stores (750 - 2500m2) | Supermarket 2211 | 23 | 1778.82 | 316 | 562.1071 | 95.7268 | 143.5903 | 0.83857 | 0 | 0 | 0 | 0
Low-grade industrial/ commercial - supermarkets | Large Food Stores (750 - 2500m2) | Supermarket 2212 | 23 | 1779.19 | 316 | 562.224 | 95.7468 | 143.6201 | 0.83874 | 0 | 0 | 0 | 0
Low-grade industrial/ commercial - supermarkets | Large Food Stores (750 - 2500m2) | Supermarket 2213 | 23 | 1781 | 316 | 562.796 | 95.8442 | 143.7662 | 0.83959 | 0 | 0 | 0 | 0
Low-grade industrial/ commercial - supermarkets | Large Food Stores (750 - 2500m2) | Supermarket 2214 | 23 | 1781.6 | 316 | 562.9856 | 95.8764 | 143.8147 | 0.83988 | 0 | 0 | 0 | 0
Low-grade industrial/ commercial - supermarkets | Large Food Stores (750 - 2500m2) | Supermarket 2215 | 23 | 1783.27 | 316 | 563.5133 | 95.9663 | 143.9495 | 0.84066 | 0 | 0 | 0 | 0
Low-grade industrial/ commercial - supermarkets | Large Food Stores (750 - 2500m2) | Supermarket 2216 | 23 | 1784 | 316 | 563.744 | 96.0056 | 144.0084 | 0.84101 | 0 | 0 | 0 | 0
Low-grade industrial/ commercial - supermarkets | Large Food Stores (750 - 2500m2) | Supermarket 2217 | 23 | 1784.2 | 316 | 563.8072 | 96.0164 | 144.0245 | 0.8411 | 0 | 0 | 0 | 0
Low-grade industrial/ commercial - supermarkets | Large Food Stores (750 - 2500m2) | Supermarket 2218 | 23 | 1784.2 | 316 | 563.8072 | 96.0164 | 144.0245 | 0.8411 | 0 | 0 | 0 | 0
Low-grade industrial/ commercial - supermarkets | Retail Warehouses and Foodstores | Supermarket 2219 | 23 | 1786.65 | 316 | 564.5814 | 96.1482 | 144.2223 | 0.84226 | 0 | 0 | 0 | 0
Low-grade industrial/ commercial - supermarkets | Large Food Stores (750 - 2500m2) | Supermarket 2220 | 23 | 1787.5 | 316 | 564.85 | 96.194 | 144.2909 | 0.84266 | 0 | 0 | 0 | 0
Low-grade industrial/ commercial - supermarkets | Large Food Stores (750 - 2500m2) | Supermarket 2221 | 23 | 1789.49 | 316 | 565.4788 | 96.301 | 144.4516 | 0.8436 | 0 | 0 | 0 | 0
Low-grade industrial/ commercial - supermarkets | Large Food Stores (750 - 2500m2) | Supermarket 2222 | 23 | 1791.3 | 316 | 566.0508 | 96.3985 | 144.5977 | 0.84445 | 0 | 0 | 0 | 0
Low-grade industrial/ commercial - supermarkets | Large Food Stores (750 - 2500m2) | Supermarket 2223 | 23 | 1791.68 | 316 | 566.1709 | 96.4189 | 144.6284 | 0.84463 | 0 | 0 | 0 | 0
Low-grade industrial/ commercial - supermarkets | Large Food Stores (750 - 2500m2) | Supermarket 2224 | 23 | 1793 | 316 | 566.588 | 96.4899 | 144.7349 | 0.84525 | 0 | 0 | 0 | 0
Low-grade industrial/ commercial - supermarkets | Large Food Stores (750 - 2500m2) | Supermarket 2225 | 23 | 1794.9 | 316 | 567.1884 | 96.5922 | 144.8883 | 0.84615 | 0 | 0 | 0 | 0
Low-grade industrial/ commercial - supermarkets | Large Food Stores (750 - 2500m2) | Supermarket 2226 | 23 | 1795.8 | 316 | 567.4728 | 96.6406 | 144.9609 | 0.84657 | 0 | 0 | 0 | 0
Low-grade industrial/ commercial - supermarkets | Large Shops (750 - 1850m2) | Supermarket 2227 | 23 | 1797.67 | 316 | 568.0637 | 96.7413 | 145.1119 | 0.84745 | 0 | 0 | 0 | 0
Low-grade industrial/ commercial - supermarkets | Large Food Stores (750 - 2500m2) | Supermarket 2228 | 23 | 1798.59 | 316 | 568.3544 | 96.7908 | 145.1861 | 0.84789 | 0 | 0 | 0 | 0
Low-grade industrial/ commercial - supermarkets | Large Food Stores (750 - 2500m2) | Supermarket 2229 | 23 | 1798.64 | 316 | 568.3702 | 96.7935 | 145.1902 | 0.84791 | 0 | 0 | 0 | 0
Low-grade industrial/ commercial - supermarkets | Large Food Stores (750 - 2500m2) | Supermarket 2230 | 23 | 1798.75 | 316 | 568.405 | 96.7994 | 145.1991 | 0.84796 | 0 | 0 | 0 | 0
Low-grade industrial/ commercial - supermarkets | Large Food Stores (750 - 2500m2) | Supermarket 2231 | 23 | 1798.9 | 316 | 568.4524 | 96.8074 | 145.2112 | 0.84803 | 0 | 0 | 0 | 0
Low-grade industrial/ commercial - supermarkets | Large Food Stores (750 - 2500m2) | Supermarket 2232 | 23 | 1800.7 | 316 | 569.0212 | 96.9043 | 145.3565 | 0.84888 | 0 | 0 | 0 | 0
Low-grade industrial/ commercial - supermarkets | Large Food Stores (750 - 2500m2) | Supermarket 2233 | 23 | 1800.8 | 316 | 569.0528 | 96.9097 | 145.3645 | 0.84893 | 0 | 0 | 0 | 0
Low-grade industrial/ commercial - supermarkets | Large Food Stores (750 - 2500m2) | Supermarket 2234 | 23 | 1803.8 | 316 | 570.0008 | 97.0711 | 145.6067 | 0.85034 | 0 | 0 | 0 | 0
Low-grade industrial/ commercial - supermarkets | Large Food Stores (750 - 2500m2) | Supermarket 2235 | 23 | 1803.9 | 316 | 570.0324 | 97.0765 | 145.6148 | 0.85039 | 0 | 0 | 0 | 0
Low-grade industrial/ commercial - supermarkets | Large Food Stores (750 - 2500m2) | Supermarket 2236 | 23 | 1804.17 | 316 | 570.1177 | 97.091 | 145.6366 | 0.85052 | 0 | 0 | 0 | 0
Low-grade industrial/ commercial - supermarkets | Large Food Stores (750 - 2500m2) | Supermarket 2237 | 23 | 1804.88 | 316 | 570.3421 | 97.1293 | 145.6939 | 0.85085 | 0 | 0 | 0 | 0
Low-grade industrial/ commercial - supermarkets | Large Food Stores (750 - 2500m2) | Supermarket 2238 | 23 | 1806 | 316 | 570.696 | 97.1895 | 145.7843 | 0.85138 | 0 | 0 | 0 | 0
Low-grade industrial/ commercial - supermarkets | Large Food Stores (750 - 2500m2) | Supermarket 2239 | 23 | 1809.55 | 316 | 571.8178 | 97.3806 | 146.0709 | 0.85305 | 0 | 0 | 0 | 0
Low-grade industrial/ commercial - supermarkets | Retail Warehouses and Foodstores | Supermarket 2240 | 23 | 1810.4 | 316 | 572.0864 | 97.4263 | 146.1395 | 0.85345 | 0 | 0 | 0 | 0
Low-grade industrial/ commercial - supermarkets | Large Food Stores (750 - 2500m2) | Supermarket 2241 | 23 | 1811 | 316 | 572.276 | 97.4586 | 146.1879 | 0.85374 | 0 | 0 | 0 | 0
Low-grade industrial/ commercial - supermarkets | Large Food Stores (750 - 2500m2) | Supermarket 2242 | 23 | 1812.23 | 316 | 572.6647 | 97.5248 | 146.2872 | 0.85432 | 0 | 0 | 0 | 0
Low-grade industrial/ commercial - supermarkets | Large Food Stores (750 - 2500m2) | Supermarket 2243 | 23 | 1816.13 | 316 | 573.8971 | 97.7347 | 146.602 | 0.85616 | 0 | 0 | 0 | 0
Low-grade industrial/ commercial - supermarkets | Large Shops (Over 1850m2) | Supermarket 2244 | 23 | 1816.9 | 316 | 574.1404 | 97.7761 | 146.6642 | 0.85652 | 0 | 0 | 0 | 0
Low-grade industrial/ commercial - supermarkets | Large Food Stores (750 - 2500m2) | Supermarket 2245 | 23 | 1818.3 | 316 | 574.5828 | 97.8515 | 146.7772 | 0.85718 | 0 | 0 | 0 | 0
Low-grade industrial/ commercial - supermarkets | Large Food Stores (750 - 2500m2) | Supermarket 2246 | 23 | 1819.36 | 316 | 574.9178 | 97.9085 | 146.8627 | 0.85768 | 0 | 0 | 0 | 0
Low-grade industrial/ commercial - supermarkets | Large Food Stores (750 - 2500m2) | Supermarket 2247 | 23 | 1820 | 316 | 575.12 | 97.9429 | 146.9144 | 0.85798 | 0 | 0 | 0 | 0
Low-grade industrial/ commercial - supermarkets | Large Food Stores (750 - 2500m2) | Supermarket 2248 | 23 | 1820.875 | 316 | 575.3965 | 97.99 | 146.985 | 0.85839 | 0 | 0 | 0 | 0
Low-grade industrial/ commercial - supermarkets | Large Food Stores (750 - 2500m2) | Supermarket 2249 | 23 | 1820.96 | 316 | 575.4234 | 97.9946 | 146.9919 | 0.85843 | 0 | 0 | 0 | 0
Low-grade industrial/ commercial - supermarkets | Large Food Stores (750 - 2500m2) | Supermarket 2250 | 23 | 1821.5 | 316 | 575.594 | 98.0237 | 147.0355 | 0.85869 | 0 | 0 | 0 | 0
Low-grade industrial/ commercial - supermarkets | Large Food Stores (750 - 2500m2) | Supermarket 2251 | 23 | 1822.61 | 316 | 575.9448 | 98.0834 | 147.1251 | 0.85921 | 0 | 0 | 0 | 0
Low-grade industrial/ commercial - supermarkets | Large Food Stores (750 - 2500m2) | Supermarket 2252 | 23 | 1822.9 | 316 | 576.0364 | 98.099 | 147.1485 | 0.85935 | 0 | 0 | 0 | 0
Low-grade industrial/ commercial - supermarkets | Large Food Stores (750 - 2500m2) | Supermarket 2253 | 23 | 1826.86 | 316 | 577.2878 | 98.3121 | 147.4682 | 0.86121 | 0 | 0 | 0 | 0
Low-grade industrial/ commercial - supermarkets | Large Food Stores (750 - 2500m2) | Supermarket 2254 | 23 | 1827.16 | 316 | 577.3826 | 98.3282 | 147.4924 | 0.86136 | 0 | 0 | 0 | 0
Low-grade industrial/ commercial - supermarkets | Large Food Stores (750 - 2500m2) | Supermarket 2255 | 23 | 1829.43 | 316 | 578.0999 | 98.4504 | 147.6756 | 0.86243 | 0 | 0 | 0 | 0
Low-grade industrial/ commercial - supermarkets | Large Food Stores (750 - 2500m2) | Supermarket 2256 | 23 | 1835.5 | 316 | 580.018 | 98.7771 | 148.1656 | 0.86529 | 0 | 0 | 0 | 0
Low-grade industrial/ commercial - supermarkets | Large Food Stores (750 - 2500m2) | Supermarket 2257 | 23 | 1836.19 | 316 | 580.236 | 98.8142 | 148.2213 | 0.86561 | 0 | 0 | 0 | 0
Low-grade industrial/ commercial - supermarkets | Large Food Stores (750 - 2500m2) | Supermarket 2258 | 23 | 1839.2 | 316 | 581.1872 | 98.9762 | 148.4643 | 0.86703 | 0 | 0 | 0 | 0
Low-grade industrial/ commercial - supermarkets | Hypermarkets/Superstores (over 2500m2) | Supermarket 2259 | 23 | 1839.4 | 316 | 581.2504 | 98.9869 | 148.4804 | 0.86713 | 0 | 0 | 0 | 0
Low-grade industrial/ commercial - supermarkets | Large Food Stores (750 - 2500m2) | Supermarket 2260 | 23 | 1841.02 | 316 | 581.7623 | 99.0741 | 148.6112 | 0.86789 | 0 | 0 | 0 | 0
Low-grade industrial/ commercial - supermarkets | Large Food Stores (750 - 2500m2) | Supermarket 2261 | 23 | 1842.04 | 316 | 582.0846 | 99.129 | 148.6935 | 0.86837 | 0 | 0 | 0 | 0
Low-grade industrial/ commercial - supermarkets | Large Food Stores (750 - 2500m2) | Supermarket 2262 | 23 | 1842.6 | 316 | 582.2616 | 99.1592 | 148.7387 | 0.86863 | 0 | 0 | 0 | 0
Low-grade industrial/ commercial - supermarkets | Large Food Stores (750 - 2500m2) | Supermarket 2263 | 23 | 1845.5 | 316 | 583.178 | 99.3152 | 148.9728 | 0.87 | 0 | 0 | 0 | 0
Low-grade industrial/ commercial - supermarkets | Large Food Stores (750 - 2500m2) | Supermarket 2264 | 23 | 1845.71 | 316 | 583.2444 | 99.3265 | 148.9898 | 0.8701 | 0 | 0 | 0 | 0
Low-grade industrial/ commercial - supermarkets | Large Food Stores (750 - 2500m2) | Supermarket 2265 | 23 | 1848.75 | 316 | 584.205 | 99.4901 | 149.2352 | 0.87153 | 0 | 0 | 0 | 0
Low-grade industrial/ commercial - supermarkets | Large Food Stores (750 - 2500m2) | Supermarket 2266 | 23 | 1849.09 | 316 | 584.3124 | 99.5084 | 149.2626 | 0.87169 | 0 | 0 | 0 | 0
Low-grade industrial/ commercial - supermarkets | Large Food Stores (750 - 2500m2) | Supermarket 2267 | 23 | 1849.84 | 316 | 584.5494 | 99.5488 | 149.3232 | 0.87205 | 0 | 0 | 0 | 0
Low-grade industrial/ commercial - supermarkets | Large Food Stores (750 - 2500m2) | Supermarket 2268 | 23 | 1849.9 | 316 | 584.5684 | 99.552 | 149.328 | 0.87208 | 0 | 0 | 0 | 0
Low-grade industrial/ commercial - supermarkets | Large Food Stores (750 - 2500m2) | Supermarket 2269 | 23 | 1853.65 | 316 | 585.7534 | 99.7538 | 149.6307 | 0.87384 | 0 | 0 | 0 | 0
Low-grade industrial/ commercial - supermarkets | Shops | Supermarket 2270 | 23 | 1855.3 | 316 | 586.2748 | 99.8426 | 149.7639 | 0.87462 | 0 | 0 | 0 | 0
Low-grade industrial/ commercial - supermarkets | Retail Warehouses and Foodstores | Supermarket 2271 | 23 | 1855.8 | 316 | 586.4328 | 99.8695 | 149.8043 | 0.87486 | 0 | 0 | 0 | 0
Low-grade industrial/ commercial - supermarkets | Large Food Stores (750 - 2500m2) | Supermarket 2272 | 23 | 1856.7 | 316 | 586.7172 | 99.9179 | 149.8769 | 0.87528 | 0 | 0 | 0 | 0
Low-grade industrial/ commercial - supermarkets | Large Food Stores (750 - 2500m2) | Supermarket 2273 | 23 | 1857.6 | 316 | 587.0016 | 99.9664 | 149.9496 | 0.87571 | 0 | 0 | 0 | 0
Low-grade industrial/ commercial - supermarkets | Large Food Stores (750 - 2500m2) | Supermarket 2274 | 23 | 1857.625 | 316 | 587.0095 | 99.9677 | 149.9516 | 0.87572 | 0 | 0 | 0 | 0
Low-grade industrial/ commercial - supermarkets | Hypermarkets/Superstores (over 2500m2) | Supermarket 2275 | 23 | 1858.76 | 316 | 587.3682 | 100.0288 | 150.0432 | 0.87625 | 0 | 0 | 0 | 0
Low-grade industrial/ commercial - supermarkets | Large Food Stores (750 - 2500m2) | Supermarket 2276 | 23 | 1861.1 | 316 | 588.1076 | 100.1547 | 150.2321 | 0.87736 | 0 | 0 | 0 | 0
Low-grade industrial/ commercial - supermarkets | Large Food Stores (750 - 2500m2) | Supermarket 2277 | 23 | 1862.25 | 316 | 588.471 | 100.2166 | 150.3249 | 0.8779 | 0 | 0 | 0 | 0
Low-grade industrial/ commercial - supermarkets | Large Food Stores (750 - 2500m2) | Supermarket 2278 | 23 | 1863 | 316 | 588.708 | 100.257 | 150.3855 | 0.87825 | 0 | 0 | 0 | 0
Low-grade industrial/ commercial - supermarkets | Large Food Stores (750 - 2500m2) | Supermarket 2279 | 23 | 1866.86 | 316 | 589.9278 | 100.4647 | 150.697 | 0.88007 | 0 | 0 | 0 | 0
Low-grade industrial/ commercial - supermarkets | Large Food Stores (750 - 2500m2) | Supermarket 2280 | 23 | 1868.1 | 316 | 590.3196 | 100.5314 | 150.7971 | 0.88066 | 0 | 0 | 0 | 0
Low-grade industrial/ commercial - supermarkets | Large Food Stores (750 - 2500m2) | Supermarket 2281 | 23 | 1869.8 | 316 | 590.8568 | 100.6229 | 150.9344 | 0.88146 | 0 | 0 | 0 | 0
Low-grade industrial/ commercial - supermarkets | Large Food Stores (750 - 2500m2) | Supermarket 2282 | 23 | 1870.22 | 316 | 590.9895 | 100.6455 | 150.9683 | 0.88165 | 0 | 0 | 0 | 0
Low-grade industrial/ commercial - supermarkets | Large Food Stores (750 - 2500m2) | Supermarket 2283 | 23 | 1873.17 | 316 | 591.9217 | 100.8043 | 151.2064 | 0.88305 | 0 | 0 | 0 | 0
Low-grade industrial/ commercial - supermarkets | Large Food Stores (750 - 2500m2) | Supermarket 2284 | 23 | 1875.7 | 316 | 592.7212 | 100.9404 | 151.4106 | 0.88424 | 0 | 0 | 0 | 0
Low-grade industrial/ commercial - supermarkets | Large Food Stores (750 - 2500m2) | Supermarket 2285 | 23 | 1876.71 | 316 | 593.0404 | 100.9948 | 151.4922 | 0.88471 | 0 | 0 | 0 | 0
Low-grade industrial/ commercial - supermarkets | Large Food Stores (750 - 2500m2) | Supermarket 2286 | 23 | 1877.81 | 316 | 593.388 | 101.054 | 151.581 | 0.88523 | 0 | 0 | 0 | 0
Low-grade industrial/ commercial - supermarkets | Large Food Stores (750 - 2500m2) | Supermarket 2287 | 23 | 1878.5 | 316 | 593.606 | 101.0911 | 151.6367 | 0.88556 | 0 | 0 | 0 | 0
Low-grade industrial/ commercial - supermarkets | Large Food Stores (750 - 2500m2) | Supermarket 2288 | 23 | 1880 | 316 | 594.08 | 101.1718 | 151.7577 | 0.88627 | 0 | 0 | 0 | 0
Low-grade industrial/ commercial - supermarkets | Shops | Supermarket 2289 | 23 | 1880.875 | 316 | 594.3565 | 101.2189 | 151.8284 | 0.88668 | 0 | 0 | 0 | 0
Low-grade industrial/ commercial - supermarkets | Large Food Stores (750 - 2500m2) | Supermarket 2290 | 23 | 1881.42 | 316 | 594.5287 | 101.2482 | 151.8724 | 0.88693 | 0 | 0 | 0 | 0
Low-grade industrial/ commercial - supermarkets | Large Food Stores (750 - 2500m2) | Supermarket 2291 | 23 | 1884.6375 | 316 | 595.5455 | 101.4214 | 152.1321 | 0.88845 | 0 | 0 | 0 | 0
Low-grade industrial/ commercial - supermarkets | Large Food Stores (750 - 2500m2) | Supermarket 2292 | 23 | 1889.28 | 316 | 597.0125 | 101.6712 | 152.5068 | 0.89064 | 0 | 0 | 0 | 0
Low-grade industrial/ commercial - supermarkets | Large Food Stores (750 - 2500m2) | Supermarket 2293 | 23 | 1889.5 | 316 | 597.082 | 101.6831 | 152.5246 | 0.89074 | 0 | 0 | 0 | 0
Low-grade industrial/ commercial - supermarkets | Large Food Stores (750 - 2500m2) | Supermarket 2294 | 23 | 1889.55 | 316 | 597.0978 | 101.6858 | 152.5286 | 0.89077 | 0 | 0 | 0 | 0
Low-grade industrial/ commercial - supermarkets | Large Food Stores (750 - 2500m2) | Supermarket 2295 | 23 | 1890.8 | 316 | 597.4928 | 101.753 | 152.6295 | 0.89136 | 0 | 0 | 0 | 0
Low-grade industrial/ commercial - supermarkets | Large Food Stores (750 - 2500m2) | Supermarket 2296 | 23 | 1891.8 | 316 | 597.8088 | 101.8068 | 152.7103 | 0.89183 | 0 | 0 | 0 | 0
Low-grade industrial/ commercial - supermarkets | Large Food Stores (750 - 2500m2) | Supermarket 2297 | 23 | 1892.32 | 316 | 597.9731 | 101.8348 | 152.7522 | 0.89207 | 0 | 0 | 0 | 0
Low-grade industrial/ commercial - supermarkets | Large Food Stores (750 - 2500m2) | Supermarket 2298 | 23 | 1895.17 | 316 | 598.8737 | 101.9882 | 152.9823 | 0.89342 | 0 | 0 | 0 | 0
Low-grade industrial/ commercial - supermarkets | Large Food Stores (750 - 2500m2) | Supermarket 2299 | 23 | 1895.8 | 316 | 599.0728 | 102.0221 | 153.0331 | 0.89371 | 0 | 0 | 0 | 0
Low-grade industrial/ commercial - supermarkets | Large Food Stores (750 - 2500m2) | Supermarket 2300 | 23 | 1897.2 | 316 | 599.5152 | 102.0974 | 153.1462 | 0.89437 | 0 | 0 | 0 | 0
Low-grade industrial/ commercial - supermarkets | Large Food Stores (750 - 2500m2) | Supermarket 2301 | 23 | 1897.42 | 316 | 599.5847 | 102.1093 | 153.1639 | 0.89448 | 0 | 0 | 0 | 0
Low-grade industrial/ commercial - supermarkets | Large Food Stores (750 - 2500m2) | Supermarket 2302 | 23 | 1897.5 | 316 | 599.61 | 102.1136 | 153.1704 | 0.89451 | 0 | 0 | 0 | 0
Low-grade industrial/ commercial - supermarkets | Large Food Stores (750 - 2500m2) | Supermarket 2303 | 23 | 1898.11 | 316 | 599.8028 | 102.1464 | 153.2196 | 0.8948 | 0 | 0 | 0 | 0
Low-grade industrial/ commercial - supermarkets | Large Food Stores (750 - 2500m2) | Supermarket 2304 | 23 | 1899.6 | 316 | 600.2736 | 102.2266 | 153.3399 | 0.8955 | 0 | 0 | 0 | 0
Low-grade industrial/ commercial - supermarkets | Large Food Stores (750 - 2500m2) | Supermarket 2305 | 23 | 1900.9 | 316 | 600.6844 | 102.2966 | 153.4448 | 0.89612 | 0 | 0 | 0 | 0
Low-grade industrial/ commercial - supermarkets | Large Food Stores (750 - 2500m2) | Supermarket 2306 | 23 | 1902.1 | 316 | 601.0636 | 102.3611 | 153.5417 | 0.89668 | 0 | 0 | 0 | 0
Low-grade industrial/ commercial - supermarkets | Large Food Stores (750 - 2500m2) | Supermarket 2307 | 23 | 1904.77 | 316 | 601.9073 | 102.5048 | 153.7572 | 0.89794 | 0 | 0 | 0 | 0
Low-grade industrial/ commercial - supermarkets | Large Food Stores (750 - 2500m2) | Supermarket 2308 | 23 | 1904.9 | 316 | 601.9484 | 102.5118 | 153.7677 | 0.898 | 0 | 0 | 0 | 0
Low-grade industrial/ commercial - supermarkets | Large Food Stores (750 - 2500m2) | Supermarket 2309 | 23 | 1907.03 | 316 | 602.6215 | 102.6264 | 153.9397 | 0.89901 | 0 | 0 | 0 | 0
Low-grade industrial/ commercial - supermarkets | Large Food Stores (750 - 2500m2) | Supermarket 2310 | 23 | 1908.4 | 316 | 603.0544 | 102.7002 | 154.0502 | 0.89965 | 0 | 0 | 0 | 0
Low-grade industrial/ commercial - supermarkets | Large Food Stores (750 - 2500m2) | Supermarket 2311 | 23 | 1910 | 316 | 603.56 | 102.7863 | 154.1794 | 0.90041 | 0 | 0 | 0 | 0
Low-grade industrial/ commercial - supermarkets | Large Food Stores (750 - 2500m2) | Supermarket 2312 | 23 | 1910 | 316 | 603.56 | 102.7863 | 154.1794 | 0.90041 | 0 | 0 | 0 | 0
Low-grade industrial/ commercial - supermarkets | Large Food Stores (750 - 2500m2) | Supermarket 2313 | 23 | 1911.7 | 316 | 604.0972 | 102.8778 | 154.3166 | 0.90121 | 0 | 0 | 0 | 0
Low-grade industrial/ commercial - supermarkets | Large Food Stores (750 - 2500m2) | Supermarket 2314 | 23 | 1912 | 316 | 604.192 | 102.8939 | 154.3408 | 0.90135 | 0 | 0 | 0 | 0
Low-grade industrial/ commercial - supermarkets | Large Food Stores (750 - 2500m2) | Supermarket 2315 | 23 | 1913.41 | 316 | 604.6376 | 102.9698 | 154.4547 | 0.90202 | 0 | 0 | 0 | 0
Low-grade industrial/ commercial - supermarkets | Large Food Stores (750 - 2500m2) | Supermarket 2316 | 23 | 1914.425 | 316 | 604.9583 | 103.0244 | 154.5366 | 0.90249 | 0 | 0 | 0 | 0
Low-grade industrial/ commercial - supermarkets | Large Food Stores (750 - 2500m2) | Supermarket 2317 | 23 | 1914.7 | 316 | 605.0452 | 103.0392 | 154.5588 | 0.90262 | 0 | 0 | 0 | 0
Low-grade industrial/ commercial - supermarkets | Large Food Stores (750 - 2500m2) | Supermarket 2318 | 23 | 1915.9 | 316 | 605.4244 | 103.1038 | 154.6557 | 0.90319 | 0 | 0 | 0 | 0
Low-grade industrial/ commercial - supermarkets | Large Food Stores (750 - 2500m2) | Supermarket 2319 | 23 | 1918.53 | 316 | 606.2555 | 103.2453 | 154.868 | 0.90443 | 0 | 0 | 0 | 0
Low-grade industrial/ commercial - supermarkets | Large Food Stores (750 - 2500m2) | Supermarket 2320 | 23 | 1921.5 | 316 | 607.194 | 103.4051 | 155.1077 | 0.90583 | 0 | 0 | 0 | 0
Low-grade industrial/ commercial - supermarkets | Large Food Stores (750 - 2500m2) | Supermarket 2321 | 23 | 1922.31 | 316 | 607.45 | 103.4487 | 155.1731 | 0.90621 | 0 | 0 | 0 | 0
Low-grade industrial/ commercial - supermarkets | Food Stores | Supermarket 2322 | 23 | 1922.375 | 316 | 607.4705 | 103.4522 | 155.1783 | 0.90624 | 0 | 0 | 0 | 0
Low-grade industrial/ commercial - supermarkets | Large Food Stores (750 - 2500m2) | Supermarket 2323 | 23 | 1923.5 | 316 | 607.826 | 103.5128 | 155.2692 | 0.90677 | 0 | 0 | 0 | 0
Low-grade industrial/ commercial - supermarkets | Large Food Stores (750 - 2500m2) | Supermarket 2324 | 23 | 1923.75 | 316 | 607.905 | 103.5262 | 155.2893 | 0.90689 | 0 | 0 | 0 | 0
Low-grade industrial/ commercial - supermarkets | Large Food Stores (750 - 2500m2) | Supermarket 2325 | 23 | 1928 | 316 | 609.248 | 103.7549 | 155.6324 | 0.90889 | 0 | 0 | 0 | 0
Low-grade industrial/ commercial - supermarkets | Large Food Stores (750 - 2500m2) | Supermarket 2326 | 23 | 1928.4 | 316 | 609.3744 | 103.7765 | 155.6647 | 0.90908 | 0 | 0 | 0 | 0
Low-grade industrial/ commercial - supermarkets | Large Shops (Over 1850m2) | Supermarket 2327 | 23 | 1929.73 | 316 | 609.7947 | 103.848 | 155.7721 | 0.90971 | 0 | 0 | 0 | 0
Low-grade industrial/ commercial - supermarkets | Large Food Stores (750 - 2500m2) | Supermarket 2328 | 23 | 1931.2 | 316 | 610.2592 | 103.9271 | 155.8907 | 0.9104 | 0 | 0 | 0 | 0
Low-grade industrial/ commercial - supermarkets | Large Food Stores (750 - 2500m2) | Supermarket 2329 | 23 | 1931.44 | 316 | 610.335 | 103.9401 | 155.9101 | 0.91051 | 0 | 0 | 0 | 0
Low-grade industrial/ commercial - supermarkets | Large Food Stores (750 - 2500m2) | Supermarket 2330 | 23 | 1933 | 316 | 610.828 | 104.024 | 156.036 | 0.91125 | 0 | 0 | 0 | 0
Low-grade industrial/ commercial - supermarkets | Large Food Stores (750 - 2500m2) | Supermarket 2331 | 23 | 1933.4 | 316 | 610.9544 | 104.0455 | 156.0683 | 0.91144 | 0 | 0 | 0 | 0
Low-grade industrial/ commercial - supermarkets | Large Food Stores (750 - 2500m2) | Supermarket 2332 | 23 | 1934 | 316 | 611.144 | 104.0778 | 156.1167 | 0.91172 | 0 | 0 | 0 | 0
Low-grade industrial/ commercial - supermarkets | Large Food Stores (750 - 2500m2) | Supermarket 2333 | 23 | 1934.3 | 316 | 611.2388 | 104.094 | 156.141 | 0.91186 | 0 | 0 | 0 | 0
Low-grade industrial/ commercial - supermarkets | Large Food Stores (750 - 2500m2) | Supermarket 2334 | 23 | 1938 | 316 | 612.408 | 104.2931 | 156.4396 | 0.91361 | 0 | 0 | 0 | 0
Low-grade industrial/ commercial - supermarkets | Large Food Stores (750 - 2500m2) | Supermarket 2335 | 23 | 1939 | 316 | 612.724 | 104.3469 | 156.5203 | 0.91408 | 0 | 0 | 0 | 0
Low-grade industrial/ commercial - supermarkets | Large Food Stores (750 - 2500m2) | Supermarket 2336 | 23 | 1939.875 | 316 | 613.0005 | 104.394 | 156.591 | 0.91449 | 0 | 0 | 0 | 0
Low-grade industrial/ commercial - supermarkets | Large Food Stores (750 - 2500m2) | Supermarket 2337 | 23 | 1943 | 316 | 613.988 | 104.5622 | 156.8432 | 0.91596 | 0 | 0 | 0 | 0
Low-grade industrial/ commercial - supermarkets | Large Food Stores (750 - 2500m2) | Supermarket 2338 | 23 | 1943.1 | 316 | 614.0196 | 104.5675 | 156.8513 | 0.91601 | 0 | 0 | 0 | 0
Low-grade industrial/ commercial - supermarkets | Large Food Stores (750 - 2500m2) | Supermarket 2339 | 23 | 1943.39 | 316 | 614.1112 | 104.5831 | 156.8747 | 0.91615 | 0 | 0 | 0 | 0
Low-grade industrial/ commercial - supermarkets | Large Food Stores (750 - 2500m2) | Supermarket 2340 | 23 | 1943.6 | 316 | 614.1776 | 104.5944 | 156.8917 | 0.91625 | 0 | 0 | 0 | 0
Low-grade industrial/ commercial - supermarkets | Large Food Stores (750 - 2500m2) | Supermarket 2341 | 23 | 1944.7 | 316 | 614.5252 | 104.6536 | 156.9805 | 0.91677 | 0 | 0 | 0 | 0
Low-grade industrial/ commercial - supermarkets | Large Food Stores (750 - 2500m2) | Supermarket 2342 | 23 | 1944.91 | 316 | 614.5916 | 104.6649 | 156.9974 | 0.91686 | 0 | 0 | 0 | 0
Low-grade industrial/ commercial - supermarkets | Large Food Stores (750 - 2500m2) | Supermarket 2343 | 23 | 1944.92 | 316 | 614.5947 | 104.6655 | 156.9982 | 0.91687 | 0 | 0 | 0 | 0
Low-grade industrial/ commercial - supermarkets | Large Food Stores (750 - 2500m2) | Supermarket 2344 | 23 | 1946 | 316 | 614.936 | 104.7236 | 157.0854 | 0.91738 | 0 | 0 | 0 | 0
Low-grade industrial/ commercial - supermarkets | Large Food Stores (750 - 2500m2) | Supermarket 2345 | 23 | 1947.6 | 316 | 615.4416 | 104.8097 | 157.2146 | 0.91813 | 0 | 0 | 0 | 0
Low-grade industrial/ commercial - supermarkets | Large Food Stores (750 - 2500m2) | Supermarket 2346 | 23 | 1949.3 | 316 | 615.9788 | 104.9012 | 157.3518 | 0.91893 | 0 | 0 | 0 | 0
Low-grade industrial/ commercial - supermarkets | Large Food Stores (750 - 2500m2) | Supermarket 2347 | 23 | 1949.31 | 316 | 615.982 | 104.9017 | 157.3526 | 0.91894 | 0 | 0 | 0 | 0
Low-grade industrial/ commercial - supermarkets | Large Food Stores (750 - 2500m2) | Supermarket 2348 | 23 | 1951.8 | 316 | 616.7688 | 105.0357 | 157.5536 | 0.92011 | 0 | 0 | 0 | 0
Low-grade industrial/ commercial - supermarkets | Large Food Stores (750 - 2500m2) | Supermarket 2349 | 23 | 1952.925 | 316 | 617.1243 | 105.0963 | 157.6444 | 0.92064 | 0 | 0 | 0 | 0
Low-grade industrial/ commercial - supermarkets | Large Food Stores (750 - 2500m2) | Supermarket 2350 | 23 | 1956.3 | 316 | 618.1908 | 105.2779 | 157.9168 | 0.92223 | 0 | 0 | 0 | 0
Low-grade industrial/ commercial - supermarkets | Large Food Stores (750 - 2500m2) | Supermarket 2351 | 23 | 1963.45 | 316 | 620.4502 | 105.6627 | 158.494 | 0.9256 | 0 | 0 | 0 | 0
Low-grade industrial/ commercial - supermarkets | Retail Warehouses and Foodstores | Supermarket 2352 | 23 | 1964.93 | 316 | 620.9179 | 105.7423 | 158.6135 | 0.9263 | 0 | 0 | 0 | 0
Low-grade industrial/ commercial - supermarkets | Large Food Stores (750 - 2500m2) | Supermarket 2353 | 23 | 1966.18 | 316 | 621.3129 | 105.8096 | 158.7144 | 0.92689 | 0 | 0 | 0 | 0
Low-grade industrial/ commercial - supermarkets | Large Food Stores (750 - 2500m2) | Supermarket 2354 | 23 | 1967.1 | 316 | 621.6036 | 105.8591 | 158.7886 | 0.92733 | 0 | 0 | 0 | 0
Low-grade industrial/ commercial - supermarkets | Large Food Stores (750 - 2500m2) | Supermarket 2355 | 23 | 1967.6 | 316 | 621.7616 | 105.886 | 158.829 | 0.92756 | 0 | 0 | 0 | 0
Low-grade industrial/ commercial - supermarkets | Large Food Stores (750 - 2500m2) | Supermarket 2356 | 23 | 1967.6 | 316 | 621.7616 | 105.886 | 158.829 | 0.92756 | 0 | 0 | 0 | 0
Low-grade industrial/ commercial - supermarkets | Food Stores | Supermarket 2357 | 23 | 1968.4875 | 316 | 622.042 | 105.9338 | 158.9006 | 0.92798 | 0 | 0 | 0 | 0
Low-grade industrial/ commercial - supermarkets | Large Food Stores (750 - 2500m2) | Supermarket 2358 | 23 | 1968.7 | 316 | 622.1092 | 105.9452 | 158.9178 | 0.92808 | 0 | 0 | 0 | 0
Low-grade industrial/ commercial - supermarkets | Large Food Stores (750 - 2500m2) | Supermarket 2359 | 23 | 1973.18 | 316 | 623.5249 | 106.1863 | 159.2794 | 0.93019 | 0 | 0 | 0 | 0
Low-grade industrial/ commercial - supermarkets | Large Food Stores (750 - 2500m2) | Supermarket 2360 | 23 | 1976.09 | 316 | 624.4444 | 106.3429 | 159.5143 | 0.93156 | 0 | 0 | 0 | 0
Low-grade industrial/ commercial - supermarkets | Large Food Stores (750 - 2500m2) | Supermarket 2361 | 23 | 1976.89 | 316 | 624.6972 | 106.3859 | 159.5789 | 0.93194 | 0 | 0 | 0 | 0
Low-grade industrial/ commercial - supermarkets | Large Food Stores (750 - 2500m2) | Supermarket 2362 | 23 | 1979.82 | 316 | 625.6231 | 106.5436 | 159.8154 | 0.93332 | 0 | 0 | 0 | 0
Low-grade industrial/ commercial - supermarkets | Large Food Stores (750 - 2500m2) | Supermarket 2363 | 23 | 1981.49 | 316 | 626.1508 | 106.6335 | 159.9502 | 0.93411 | 0 | 0 | 0 | 0
Low-grade industrial/ commercial - supermarkets | Large Food Stores (750 - 2500m2) | Supermarket 2364 | 23 | 1982.1 | 316 | 626.3436 | 106.6663 | 159.9995 | 0.9344 | 0 | 0 | 0 | 0
Low-grade industrial/ commercial - supermarkets | Large Food Stores (750 - 2500m2) | Supermarket 2365 | 23 | 1983.325 | 316 | 626.7307 | 106.7322 | 160.0984 | 0.93497 | 0 | 0 | 0 | 0
Low-grade industrial/ commercial - supermarkets | Large Food Stores (750 - 2500m2) | Supermarket 2366 | 23 | 1986 | 316 | 627.576 | 106.8762 | 160.3143 | 0.93624 | 0 | 0 | 0 | 0
Low-grade industrial/ commercial - supermarkets | Large Food Stores (750 - 2500m2) | Supermarket 2367 | 23 | 1986.15 | 316 | 627.6234 | 106.8843 | 160.3264 | 0.93631 | 0 | 0 | 0 | 0
Low-grade industrial/ commercial - supermarkets | Large Food Stores (750 - 2500m2) | Supermarket 2368 | 23 | 1988.78 | 316 | 628.4545 | 107.0258 | 160.5387 | 0.93755 | 0 | 0 | 0 | 0
Low-grade industrial/ commercial - supermarkets | Large Food Stores (750 - 2500m2) | Supermarket 2369 | 23 | 1990.15 | 316 | 628.8874 | 107.0995 | 160.6493 | 0.93819 | 0 | 0 | 0 | 0
Low-grade industrial/ commercial - supermarkets | Large Food Stores (750 - 2500m2) | Supermarket 2370 | 23 | 1991.37 | 316 | 629.2729 | 107.1652 | 160.7478 | 0.93877 | 0 | 0 | 0 | 0
Low-grade industrial/ commercial - supermarkets | Large Food Stores (750 - 2500m2) | Supermarket 2371 | 23 | 1992.4 | 316 | 629.5984 | 107.2206 | 160.8309 | 0.93925 | 0 | 0 | 0 | 0
Low-grade industrial/ commercial - supermarkets | Large Food Stores (750 - 2500m2) | Supermarket 2372 | 23 | 1995.6 | 316 | 630.6096 | 107.3928 | 161.0892 | 0.94076 | 0 | 0 | 0 | 0
Low-grade industrial/ commercial - supermarkets | Large Food Stores (750 - 2500m2) | Supermarket 2373 | 23 | 2000.82 | 316 | 632.2591 | 107.6737 | 161.5106 | 0.94322 | 0 | 0 | 0 | 0
Low-grade industrial/ commercial - supermarkets | Large Food Stores (750 - 2500m2) | Supermarket 2374 | 23 | 2002 | 316 | 632.632 | 107.7372 | 161.6058 | 0.94378 | 0 | 0 | 0 | 0
Low-grade industrial/ commercial - supermarkets | Large Food Stores (750 - 2500m2) | Supermarket 2375 | 23 | 2003.07 | 316 | 632.9701 | 107.7948 | 161.6922 | 0.94428 | 0 | 0 | 0 | 0
Low-grade industrial/ commercial - supermarkets | Large Food Stores (750 - 2500m2) | Supermarket 2376 | 23 | 2003.22 | 316 | 633.0175 | 107.8029 | 161.7043 | 0.94435 | 0 | 0 | 0 | 0
Low-grade industrial/ commercial - supermarkets | Hypermarkets/Superstores (over 2500m2) | Supermarket 2377 | 23 | 2004.98 | 316 | 633.5737 | 107.8976 | 161.8464 | 0.94518 | 0 | 0 | 0 | 0
Low-grade industrial/ commercial - supermarkets | Shops | Supermarket 2378 | 23 | 2005.55 | 316 | 633.7538 | 107.9283 | 161.8924 | 0.94545 | 0 | 0 | 0 | 0
Low-grade industrial/ commercial - supermarkets | Large Food Stores (750 - 2500m2) | Supermarket 2379 | 23 | 2010.6 | 316 | 635.3496 | 108.2 | 162.3001 | 0.94783 | 0 | 0 | 0 | 0
Low-grade industrial/ commercial - supermarkets | Large Food Stores (750 - 2500m2) | Supermarket 2380 | 23 | 2013.47 | 316 | 636.2565 | 108.3545 | 162.5317 | 0.94919 | 0 | 0 | 0 | 0
Low-grade industrial/ commercial - supermarkets | Retail Warehouses and Foodstores | Supermarket 2381 | 23 | 2013.9 | 316 | 636.3924 | 108.3776 | 162.5664 | 0.94939 | 0 | 0 | 0 | 0
Low-grade industrial/ commercial - supermarkets | Large Food Stores (750 - 2500m2) | Supermarket 2382 | 23 | 2014 | 316 | 636.424 | 108.383 | 162.5745 | 0.94944 | 0 | 0 | 0 | 0
Low-grade industrial/ commercial - supermarkets | Large Food Stores (750 - 2500m2) | Supermarket 2383 | 23 | 2018 | 316 | 637.688 | 108.5983 | 162.8974 | 0.95132 | 0 | 0 | 0 | 0
Low-grade industrial/ commercial - supermarkets | Hypermarkets/Superstores (over 2500m2) | Supermarket 2384 | 23 | 2018.8 | 316 | 637.9408 | 108.6413 | 162.962 | 0.9517 | 0 | 0 | 0 | 0
Low-grade industrial/ commercial - supermarkets | Shops | Supermarket 2385 | 23 | 2019.875 | 316 | 638.2805 | 108.6992 | 163.0488 | 0.9522 | 0 | 0 | 0 | 0
Low-grade industrial/ commercial - supermarkets | Large Food Stores (750 - 2500m2) | Supermarket 2386 | 23 | 2022 | 316 | 638.952 | 108.8135 | 163.2203 | 0.95321 | 0 | 0 | 0 | 0
Low-grade industrial/ commercial - supermarkets | Large Food Stores (750 - 2500m2) | Supermarket 2387 | 23 | 2022.625 | 316 | 639.1495 | 108.8472 | 163.2707 | 0.9535 | 0 | 0 | 0 | 0
Low-grade industrial/ commercial - supermarkets | Large Food Stores (750 - 2500m2) | Supermarket 2388 | 23 | 2025 | 316 | 639.9 | 108.975 | 163.4625 | 0.95462 | 0 | 0 | 0 | 0
Low-grade industrial/ commercial - supermarkets | Large Food Stores (750 - 2500m2) | Supermarket 2389 | 23 | 2025.06 | 316 | 639.919 | 108.9782 | 163.4673 | 0.95465 | 0 | 0 | 0 | 0
Low-grade industrial/ commercial - supermarkets | Large Food Stores (750 - 2500m2) | Supermarket 2390 | 23 | 2026.7 | 316 | 640.4372 | 109.0665 | 163.5997 | 0.95542 | 0 | 0 | 0 | 0
Low-grade industrial/ commercial - supermarkets | Large Food Stores (750 - 2500m2) | Supermarket 2391 | 23 | 2028.6 | 316 | 641.0376 | 109.1687 | 163.7531 | 0.95632 | 0 | 0 | 0 | 0
Low-grade industrial/ commercial - supermarkets | Large Food Stores (750 - 2500m2) | Supermarket 2392 | 23 | 2032.48 | 316 | 642.2637 | 109.3775 | 164.0663 | 0.95815 | 0 | 0 | 0 | 0
Low-grade industrial/ commercial - supermarkets | Large Food Stores (750 - 2500m2) | Supermarket 2393 | 23 | 2033.48 | 316 | 642.5797 | 109.4313 | 164.147 | 0.95862 | 0 | 0 | 0 | 0
Low-grade industrial/ commercial - supermarkets | Large Food Stores (750 - 2500m2) | Supermarket 2394 | 23 | 2036.2 | 316 | 643.4392 | 109.5777 | 164.3665 | 0.9599 | 0 | 0 | 0 | 0
Low-grade industrial/ commercial - supermarkets | Large Food Stores (750 - 2500m2) | Supermarket 2395 | 23 | 2036.5 | 316 | 643.534 | 109.5938 | 164.3908 | 0.96004 | 0 | 0 | 0 | 0
Low-grade industrial/ commercial - supermarkets | Large Food Stores (750 - 2500m2) | Supermarket 2396 | 23 | 2037 | 316 | 643.692 | 109.6207 | 164.4311 | 0.96028 | 0 | 0 | 0 | 0
Low-grade industrial/ commercial - supermarkets | Large Food Stores (750 - 2500m2) | Supermarket 2397 | 23 | 2037.17 | 316 | 643.7457 | 109.6299 | 164.4448 | 0.96036 | 0 | 0 | 0 | 0
Low-grade industrial/ commercial - supermarkets | Large Food Stores (750 - 2500m2) | Supermarket 2398 | 23 | 2037.79 | 316 | 643.9416 | 109.6633 | 164.4949 | 0.96065 | 0 | 0 | 0 | 0
Low-grade industrial/ commercial - supermarkets | Large Food Stores (750 - 2500m2) | Supermarket 2399 | 23 | 2039.56 | 316 | 644.501 | 109.7585 | 164.6378 | 0.96148 | 0 | 0 | 0 | 0
Low-grade industrial/ commercial - supermarkets | Large Food Stores (750 - 2500m2) | Supermarket 2400 | 23 | 2040.36 | 316 | 644.7538 | 109.8016 | 164.7023 | 0.96186 | 0 | 0 | 0 | 0
Low-grade industrial/ commercial - supermarkets | Large Food Stores (750 - 2500m2) | Supermarket 2401 | 23 | 2041.25 | 316 | 645.035 | 109.8495 | 164.7742 | 0.96228 | 0 | 0 | 0 | 0
Low-grade industrial/ commercial - supermarkets | Large Food Stores (750 - 2500m2) | Supermarket 2402 | 23 | 2043.9 | 316 | 645.8724 | 109.9921 | 164.9881 | 0.96353 | 0 | 0 | 0 | 0
Low-grade industrial/ commercial - supermarkets | Large Food Stores (750 - 2500m2) | Supermarket 2403 | 23 | 2045.1 | 316 | 646.2516 | 110.0566 | 165.085 | 0.9641 | 0 | 0 | 0 | 0
Low-grade industrial/ commercial - supermarkets | Large Food Stores (750 - 2500m2) | Supermarket 2404 | 23 | 2047.3 | 316 | 646.9468 | 110.175 | 165.2626 | 0.96513 | 0 | 0 | 0 | 0
Low-grade industrial/ commercial - supermarkets | Large Food Stores (750 - 2500m2) | Supermarket 2405 | 23 | 2047.4 | 316 | 646.9784 | 110.1804 | 165.2706 | 0.96518 | 0 | 0 | 0 | 0
Low-grade industrial/ commercial - supermarkets | Large Food Stores (750 - 2500m2) | Supermarket 2406 | 23 | 2051.34 | 316 | 648.2234 | 110.3925 | 165.5887 | 0.96704 | 0 | 0 | 0 | 0
Low-grade industrial/ commercial - supermarkets | Large Food Stores (750 - 2500m2) | Supermarket 2407 | 23 | 2052.9 | 316 | 648.7164 | 110.4764 | 165.7146 | 0.96777 | 0 | 0 | 0 | 0
Low-grade industrial/ commercial - supermarkets | Large Food Stores (750 - 2500m2) | Supermarket 2408 | 23 | 2056.9 | 316 | 649.9804 | 110.6917 | 166.0375 | 0.96966 | 0 | 0 | 0 | 0
Low-grade industrial/ commercial - supermarkets | Large Food Stores (750 - 2500m2) | Supermarket 2409 | 23 | 2057 | 316 | 650.012 | 110.697 | 166.0456 | 0.96971 | 0 | 0 | 0 | 0
Low-grade industrial/ commercial - supermarkets | Shops | Supermarket 2410 | 23 | 2057.25 | 316 | 650.091 | 110.7105 | 166.0657 | 0.96982 | 0 | 0 | 0 | 0
Low-grade industrial/ commercial - supermarkets | Large Food Stores (750 - 2500m2) | Supermarket 2411 | 23 | 2060.1 | 316 | 650.9916 | 110.8639 | 166.2958 | 0.97117 | 0 | 0 | 0 | 0
Low-grade industrial/ commercial - supermarkets | Large Food Stores (750 - 2500m2) | Supermarket 2412 | 23 | 2060.6 | 316 | 651.1496 | 110.8908 | 166.3362 | 0.9714 | 0 | 0 | 0 | 0
Low-grade industrial/ commercial - supermarkets | Large Food Stores (750 - 2500m2) | Supermarket 2413 | 23 | 2061.6 | 316 | 651.4656 | 110.9446 | 166.4169 | 0.97187 | 0 | 0 | 0 | 0
Low-grade industrial/ commercial - supermarkets | Large Food Stores (750 - 2500m2) | Supermarket 2414 | 23 | 2062.8 | 316 | 651.8448 | 111.0092 | 166.5138 | 0.97244 | 0 | 0 | 0 | 0
Low-grade industrial/ commercial - supermarkets | Large Food Stores (750 - 2500m2) | Supermarket 2415 | 23 | 2063 | 316 | 651.908 | 111.0199 | 166.5299 | 0.97253 | 0 | 0 | 0 | 0
Low-grade industrial/ commercial - supermarkets | Large Food Stores (750 - 2500m2) | Supermarket 2416 | 23 | 2066.8 | 316 | 653.1088 | 111.2244 | 166.8366 | 0.97433 | 0 | 0 | 0 | 0
Low-grade industrial/ commercial - supermarkets | Large Food Stores (750 - 2500m2) | Supermarket 2417 | 23 | 2071.3 | 316 | 654.5308 | 111.4666 | 167.1999 | 0.97645 | 0 | 0 | 0 | 0
Low-grade industrial/ commercial - supermarkets | Large Food Stores (750 - 2500m2) | Supermarket 2418 | 23 | 2072 | 316 | 654.752 | 111.5043 | 167.2564 | 0.97678 | 0 | 0 | 0 | 0
Low-grade industrial/ commercial - supermarkets | Large Food Stores (750 - 2500m2) | Supermarket 2419 | 23 | 2072.2 | 316 | 654.8152 | 111.515 | 167.2725 | 0.97687 | 0 | 0 | 0 | 0
Low-grade industrial/ commercial - supermarkets | Large Food Stores (750 - 2500m2) | Supermarket 2420 | 23 | 2074.62 | 316 | 655.5799 | 111.6453 | 167.4679 | 0.97801 | 0 | 0 | 0 | 0
Low-grade industrial/ commercial - supermarkets | Large Food Stores (750 - 2500m2) | Supermarket 2421 | 23 | 2074.99 | 316 | 655.6968 | 111.6652 | 167.4978 | 0.97819 | 0 | 0 | 0 | 0
Low-grade industrial/ commercial - supermarkets | Large Food Stores (750 - 2500m2) | Supermarket 2422 | 23 | 2077 | 316 | 656.332 | 111.7733 | 167.66 | 0.97913 | 0 | 0 | 0 | 0
Low-grade industrial/ commercial - supermarkets | Large Food Stores (750 - 2500m2) | Supermarket 2423 | 23 | 2078 | 316 | 656.648 | 111.8272 | 167.7407 | 0.97961 | 0 | 0 | 0 | 0
Low-grade industrial/ commercial - supermarkets | Large Food Stores (750 - 2500m2) | Supermarket 2424 | 23 | 2080 | 316 | 657.28 | 111.9348 | 167.9022 | 0.98055 | 0 | 0 | 0 | 0
Low-grade industrial/ commercial - supermarkets | Hypermarkets/Superstores (over 2500m2) | Supermarket 2425 | 23 | 2081.93 | 316 | 657.8899 | 112.0386 | 168.058 | 0.98146 | 0 | 0 | 0 | 0
Low-grade industrial/ commercial - supermarkets | Large Food Stores (750 - 2500m2) | Supermarket 2426 | 23 | 2082.4 | 316 | 658.0384 | 112.0639 | 168.0959 | 0.98168 | 0 | 0 | 0 | 0
Low-grade industrial/ commercial - supermarkets | Large Food Stores (750 - 2500m2) | Supermarket 2427 | 23 | 2083.8 | 316 | 658.4808 | 112.1393 | 168.2089 | 0.98234 | 0 | 0 | 0 | 0
Low-grade industrial/ commercial - supermarkets | Hypermarkets/Superstores (over 2500m2) | Supermarket 2428 | 23 | 2084.53 | 316 | 658.7115 | 112.1786 | 168.2678 | 0.98268 | 0 | 0 | 0 | 0
Low-grade industrial/ commercial - supermarkets | Large Food Stores (750 - 2500m2) | Supermarket 2429 | 23 | 2085 | 316 | 658.86 | 112.2039 | 168.3058 | 0.98291 | 0 | 0 | 0 | 0
Low-grade industrial/ commercial - supermarkets | Large Food Stores (750 - 2500m2) | Supermarket 2430 | 23 | 2085 | 316 | 658.86 | 112.2039 | 168.3058 | 0.98291 | 0 | 0 | 0 | 0
Low-grade industrial/ commercial - supermarkets | Large Food Stores (750 - 2500m2) | Supermarket 2431 | 23 | 2086 | 316 | 659.176 | 112.2577 | 168.3865 | 0.98338 | 0 | 0 | 0 | 0
Low-grade industrial/ commercial - supermarkets | Large Food Stores (750 - 2500m2) | Supermarket 2432 | 23 | 2086.16 | 316 | 659.2266 | 112.2663 | 168.3994 | 0.98345 | 0 | 0 | 0 | 0
Low-grade industrial/ commercial - supermarkets | Large Food Stores (750 - 2500m2) | Supermarket 2433 | 23 | 2086.81 | 316 | 659.432 | 112.3013 | 168.4519 | 0.98376 | 0 | 0 | 0 | 0
Low-grade industrial/ commercial - supermarkets | Large Food Stores (750 - 2500m2) | Supermarket 2434 | 23 | 2092 | 316 | 661.072 | 112.5806 | 168.8708 | 0.98621 | 0 | 0 | 0 | 0
Low-grade industrial/ commercial - supermarkets | Large Food Stores (750 - 2500m2) | Supermarket 2435 | 23 | 2097.9 | 316 | 662.9364 | 112.8981 | 169.3471 | 0.98899 | 0 | 0 | 0 | 0
Low-grade industrial/ commercial - supermarkets | Large Food Stores (750 - 2500m2) | Supermarket 2436 | 23 | 2099.25 | 316 | 663.363 | 112.9707 | 169.4561 | 0.98962 | 0 | 0 | 0 | 0
Low-grade industrial/ commercial - supermarkets | Large Food Stores (750 - 2500m2) | Supermarket 2437 | 23 | 2102.8 | 316 | 664.4848 | 113.1618 | 169.7426 | 0.9913 | 0 | 0 | 0 | 0
Low-grade industrial/ commercial - supermarkets | Hypermarkets/Superstores (over 2500m2) | Supermarket 2438 | 23 | 2105.31 | 316 | 665.278 | 113.2968 | 169.9453 | 0.99248 | 0 | 0 | 0 | 0
Low-grade industrial/ commercial - supermarkets | Large Food Stores (750 - 2500m2) | Supermarket 2439 | 23 | 2109.375 | 316 | 666.5625 | 113.5156 | 170.2734 | 0.9944 | 0 | 0 | 0 | 0
Low-grade industrial/ commercial - supermarkets | Large Food Stores (750 - 2500m2) | Supermarket 2440 | 23 | 2110.25 | 316 | 666.839 | 113.5627 | 170.344 | 0.99481 | 0 | 0 | 0 | 0
Low-grade industrial/ commercial - supermarkets | Large Food Stores (750 - 2500m2) | Supermarket 2441 | 23 | 2113.38 | 316 | 667.8281 | 113.7311 | 170.5967 | 0.99628 | 0 | 0 | 0 | 0
Low-grade industrial/ commercial - supermarkets | Large Food Stores (750 - 2500m2) | Supermarket 2442 | 23 | 2118.28 | 316 | 669.3765 | 113.9948 | 170.9922 | 0.99859 | 0 | 0 | 0 | 0
Low-grade industrial/ commercial - supermarkets | Large Food Stores (750 - 2500m2) | Supermarket 2443 | 23 | 2123.6 | 316 | 671.0576 | 114.2811 | 171.4217 | 1.0011 | 0 | 0 | 0 | 0
Low-grade industrial/ commercial - supermarkets | Large Food Stores (750 - 2500m2) | Supermarket 2444 | 23 | 2123.63 | 316 | 671.0671 | 114.2827 | 171.4241 | 1.0011 | 0 | 0 | 0 | 0
Low-grade industrial/ commercial - supermarkets | Large Food Stores (750 - 2500m2) | Supermarket 2445 | 23 | 2130 | 316 | 673.08 | 114.6255 | 171.9383 | 1.0041 | 0 | 0 | 0 | 0
Low-grade industrial/ commercial - supermarkets | Large Food Stores (750 - 2500m2) | Supermarket 2446 | 23 | 2133.6 | 316 | 674.2176 | 114.8193 | 172.2289 | 1.0058 | 0 | 0 | 0 | 0
Low-grade industrial/ commercial - supermarkets | Large Food Stores (750 - 2500m2) | Supermarket 2447 | 23 | 2134 | 316 | 674.344 | 114.8408 | 172.2612 | 1.006 | 0 | 0 | 0 | 0
Low-grade industrial/ commercial - supermarkets | Large Food Stores (750 - 2500m2) | Supermarket 2448 | 23 | 2135.5 | 316 | 674.818 | 114.9215 | 172.3823 | 1.0067 | 0 | 0 | 0 | 0
Low-grade industrial/ commercial - supermarkets | Large Food Stores (750 - 2500m2) | Supermarket 2449 | 23 | 2137.24 | 316 | 675.3678 | 115.0151 | 172.5227 | 1.0075 | 0 | 0 | 0 | 0
Low-grade industrial/ commercial - supermarkets | Large Food Stores (750 - 2500m2) | Supermarket 2450 | 23 | 2137.88 | 316 | 675.5701 | 115.0496 | 172.5744 | 1.0078 | 0 | 0 | 0 | 0
Low-grade industrial/ commercial - supermarkets | Large Food Stores (750 - 2500m2) | Supermarket 2451 | 23 | 2139.4 | 316 | 676.0504 | 115.1314 | 172.6971 | 1.0086 | 0 | 0 | 0 | 0
Low-grade industrial/ commercial - supermarkets | Hypermarkets/Superstores (over 2500m2) | Supermarket 2452 | 23 | 2142.52 | 316 | 677.0363 | 115.2993 | 172.9489 | 1.01 | 0 | 0 | 0 | 0
Low-grade industrial/ commercial - supermarkets | Large Food Stores (750 - 2500m2) | Supermarket 2453 | 23 | 2144 | 316 | 677.504 | 115.3789 | 173.0684 | 1.0107 | 0 | 0 | 0 | 0
Low-grade industrial/ commercial - supermarkets | Large Food Stores (750 - 2500m2) | Supermarket 2454 | 23 | 2146 | 316 | 678.136 | 115.4866 | 173.2298 | 1.0117 | 0 | 0 | 0 | 0
Low-grade industrial/ commercial - supermarkets | Hypermarkets/Superstores (over 2500m2) | Supermarket 2455 | 23 | 2149.5 | 316 | 679.242 | 115.6749 | 173.5124 | 1.0133 | 0 | 0 | 0 | 0
Low-grade industrial/ commercial - supermarkets | Large Food Stores (750 - 2500m2) | Supermarket 2456 | 23 | 2150.5 | 316 | 679.558 | 115.7287 | 173.5931 | 1.0138 | 0 | 0 | 0 | 0
Low-grade industrial/ commercial - supermarkets | Large Food Stores (750 - 2500m2) | Supermarket 2457 | 23 | 2155.08 | 316 | 681.0053 | 115.9752 | 173.9628 | 1.0159 | 0 | 0 | 0 | 0
Low-grade industrial/ commercial - supermarkets | Large Food Stores (750 - 2500m2) | Supermarket 2458 | 23 | 2155.2 | 316 | 681.0432 | 115.9817 | 173.9725 | 1.016 | 0 | 0 | 0 | 0
Low-grade industrial/ commercial - supermarkets | Large Food Stores (750 - 2500m2) | Supermarket 2459 | 23 | 2157.7 | 316 | 681.8332 | 116.1162 | 174.1743 | 1.0172 | 0 | 0 | 0 | 0
Low-grade industrial/ commercial - supermarkets | Large Food Stores (750 - 2500m2) | Supermarket 2460 | 23 | 2159.38 | 316 | 682.3641 | 116.2066 | 174.3099 | 1.018 | 0 | 0 | 0 | 0
Low-grade industrial/ commercial - supermarkets | Large Food Stores (750 - 2500m2) | Supermarket 2461 | 23 | 2160.1 | 316 | 682.5916 | 116.2453 | 174.368 | 1.0183 | 0 | 0 | 0 | 0
Low-grade industrial/ commercial - supermarkets | Large Food Stores (750 - 2500m2) | Supermarket 2462 | 23 | 2166.5 | 316 | 684.614 | 116.5898 | 174.8846 | 1.0213 | 0 | 0 | 0 | 0
Low-grade industrial/ commercial - supermarkets | Large Food Stores (750 - 2500m2) | Supermarket 2463 | 23 | 2166.9 | 316 | 684.7404 | 116.6113 | 174.9169 | 1.0215 | 0 | 0 | 0 | 0
Low-grade industrial/ commercial - supermarkets | Hypermarkets/Superstores (over 2500m2) | Supermarket 2464 | 23 | 2169.6 | 316 | 685.5936 | 116.7566 | 175.1349 | 1.0228 | 0 | 0 | 0 | 0
Low-grade industrial/ commercial - supermarkets | Large Food Stores (750 - 2500m2) | Supermarket 2465 | 23 | 2172.1 | 316 | 686.3836 | 116.8911 | 175.3367 | 1.024 | 0 | 0 | 0 | 0
Low-grade industrial/ commercial - supermarkets | Retail Warehouses and Foodstores | Supermarket 2466 | 23 | 2172.8 | 316 | 686.6048 | 116.9288 | 175.3932 | 1.0243 | 0 | 0 | 0 | 0
Low-grade industrial/ commercial - supermarkets | Large Food Stores (750 - 2500m2) | Supermarket 2467 | 23 | 2173.6 | 316 | 686.8576 | 116.9718 | 175.4578 | 1.0247 | 0 | 0 | 0 | 0
Low-grade industrial/ commercial - supermarkets | Large Food Stores (750 - 2500m2) | Supermarket 2468 | 23 | 2176.5 | 316 | 687.774 | 117.1279 | 175.6919 | 1.026 | 0 | 0 | 0 | 0
Low-grade industrial/ commercial - supermarkets | Large Food Stores (750 - 2500m2) | Supermarket 2469 | 23 | 2177.5 | 316 | 688.09 | 117.1817 | 175.7726 | 1.0265 | 0 | 0 | 0 | 0
Low-grade industrial/ commercial - supermarkets | Large Food Stores (750 - 2500m2) | Supermarket 2470 | 23 | 2185.45 | 316 | 690.6022 | 117.6096 | 176.4143 | 1.0303 | 0 | 0 | 0 | 0
Low-grade industrial/ commercial - supermarkets | Large Food Stores (750 - 2500m2) | Supermarket 2471 | 23 | 2187.22 | 316 | 691.1615 | 117.7048 | 176.5572 | 1.0311 | 0 | 0 | 0 | 0
Low-grade industrial/ commercial - supermarkets | Large Food Stores (750 - 2500m2) | Supermarket 2472 | 23 | 2190.83 | 316 | 692.3023 | 117.8991 | 176.8486 | 1.0328 | 0 | 0 | 0 | 0
Low-grade industrial/ commercial - supermarkets | Large Food Stores (750 - 2500m2) | Supermarket 2473 | 23 | 2193.53 | 316 | 693.1555 | 118.0444 | 177.0666 | 1.0341 | 0 | 0 | 0 | 0
Low-grade industrial/ commercial - supermarkets | Large Food Stores (750 - 2500m2) | Supermarket 2474 | 23 | 2195 | 316 | 693.62 | 118.1235 | 177.1852 | 1.0348 | 0 | 0 | 0 | 0
Low-grade industrial/ commercial - supermarkets | Large Food Stores (750 - 2500m2) | Supermarket 2475 | 23 | 2196.3 | 316 | 694.0308 | 118.1934 | 177.2902 | 1.0354 | 0 | 0 | 0 | 0
Low-grade industrial/ commercial - supermarkets | Large Food Stores (750 - 2500m2) | Supermarket 2476 | 23 | 2197 | 316 | 694.252 | 118.2311 | 177.3467 | 1.0357 | 0 | 0 | 0 | 0
Low-grade industrial/ commercial - supermarkets | Large Food Stores (750 - 2500m2) | Supermarket 2477 | 23 | 2198.3 | 316 | 694.6628 | 118.3011 | 177.4516 | 1.0363 | 0 | 0 | 0 | 0
Low-grade industrial/ commercial - supermarkets | Large Food Stores (750 - 2500m2) | Supermarket 2478 | 23 | 2199.3 | 316 | 694.9788 | 118.3549 | 177.5323 | 1.0368 | 0 | 0 | 0 | 0
Low-grade industrial/ commercial - supermarkets | Large Food Stores (750 - 2500m2) | Supermarket 2479 | 23 | 2202.1 | 316 | 695.8636 | 118.5056 | 177.7584 | 1.0381 | 0 | 0 | 0 | 0
Low-grade industrial/ commercial - supermarkets | Large Food Stores (750 - 2500m2) | Supermarket 2480 | 23 | 2206.36 | 316 | 697.2098 | 118.7348 | 178.1022 | 1.0401 | 0 | 0 | 0 | 0
Low-grade industrial/ commercial - supermarkets | Large Food Stores (750 - 2500m2) | Supermarket 2481 | 23 | 2207.2 | 316 | 697.4752 | 118.78 | 178.17 | 1.0405 | 0 | 0 | 0 | 0
Low-grade industrial/ commercial - supermarkets | Retail Warehouses and Foodstores | Supermarket 2482 | 23 | 2207.75 | 316 | 697.649 | 118.8096 | 178.2144 | 1.0408 | 0 | 0 | 0 | 0
Low-grade industrial/ commercial - supermarkets | Large Food Stores (750 - 2500m2) | Supermarket 2483 | 23 | 2221 | 316 | 701.836 | 119.5227 | 179.284 | 1.047 | 0 | 0 | 0 | 0
Low-grade industrial/ commercial - supermarkets | Large Food Stores (750 - 2500m2) | Supermarket 2484 | 23 | 2223.59 | 316 | 702.6544 | 119.6621 | 179.4931 | 1.0482 | 0 | 0 | 0 | 0
Low-grade industrial/ commercial - supermarkets | Large Food Stores (750 - 2500m2) | Supermarket 2485 | 23 | 2223.7 | 316 | 702.6892 | 119.668 | 179.502 | 1.0483 | 0 | 0 | 0 | 0
Low-grade industrial/ commercial - supermarkets | Large Food Stores (750 - 2500m2) | Supermarket 2486 | 23 | 2223.8 | 316 | 702.7208 | 119.6734 | 179.51 | 1.0483 | 0 | 0 | 0 | 0
Low-grade industrial/ commercial - supermarkets | Large Food Stores (750 - 2500m2) | Supermarket 2487 | 23 | 2228.4 | 316 | 704.1744 | 119.9209 | 179.8814 | 1.0505 | 0 | 0 | 0 | 0
Low-grade industrial/ commercial - supermarkets | Hypermarkets/Superstores (over 2500m2) | Supermarket 2488 | 23 | 2231.49 | 316 | 705.1508 | 120.0872 | 180.1308 | 1.052 | 0 | 0 | 0 | 0
Low-grade industrial/ commercial - supermarkets | Large Food Stores (750 - 2500m2) | Supermarket 2489 | 23 | 2233.08 | 316 | 705.6533 | 120.1728 | 180.2591 | 1.0527 | 0 | 0 | 0 | 0
Low-grade industrial/ commercial - supermarkets | Large Food Stores (750 - 2500m2) | Supermarket 2490 | 23 | 2235.44 | 316 | 706.399 | 120.2998 | 180.4496 | 1.0538 | 0 | 0 | 0 | 0
Low-grade industrial/ commercial - supermarkets | Large Food Stores (750 - 2500m2) | Supermarket 2491 | 23 | 2238.5 | 316 | 707.366 | 120.4644 | 180.6966 | 1.0553 | 0 | 0 | 0 | 0
Low-grade industrial/ commercial - supermarkets | Large Food Stores (750 - 2500m2) | Supermarket 2492 | 23 | 2240.2 | 316 | 707.9032 | 120.5559 | 180.8339 | 1.0561 | 0 | 0 | 0 | 0
Low-grade industrial/ commercial - supermarkets | Large Food Stores (750 - 2500m2) | Supermarket 2493 | 23 | 2240.23 | 316 | 707.9127 | 120.5575 | 180.8363 | 1.0561 | 0 | 0 | 0 | 0
Low-grade industrial/ commercial - supermarkets | Large Food Stores (750 - 2500m2) | Supermarket 2494 | 23 | 2249.56 | 316 | 710.861 | 121.0596 | 181.5894 | 1.0605 | 0 | 0 | 0 | 0
Low-grade industrial/ commercial - supermarkets | Large Food Stores (750 - 2500m2) | Supermarket 2495 | 23 | 2250 | 316 | 711 | 121.0833 | 181.625 | 1.0607 | 0 | 0 | 0 | 0
Low-grade industrial/ commercial - supermarkets | Large Food Stores (750 - 2500m2) | Supermarket 2496 | 23 | 2250.7 | 316 | 711.2212 | 121.121 | 181.6815 | 1.061 | 0 | 0 | 0 | 0
Low-grade industrial/ commercial - supermarkets | Large Food Stores (750 - 2500m2) | Supermarket 2497 | 23 | 2251.04 | 316 | 711.3286 | 121.1393 | 181.7089 | 1.0612 | 0 | 0 | 0 | 0
Low-grade industrial/ commercial - supermarkets | Large Food Stores (750 - 2500m2) | Supermarket 2498 | 23 | 2254.8 | 316 | 712.5168 | 121.3416 | 182.0124 | 1.063 | 0 | 0 | 0 | 0
Low-grade industrial/ commercial - supermarkets | Large Food Stores (750 - 2500m2) | Supermarket 2499 | 23 | 2254.98 | 316 | 712.5737 | 121.3513 | 182.0269 | 1.063 | 0 | 0 | 0 | 0
Low-grade industrial/ commercial - supermarkets | Large Food Stores (750 - 2500m2) | Supermarket 2500 | 23 | 2257.7 | 316 | 713.4332 | 121.4977 | 182.2465 | 1.0643 | 0 | 0 | 0 | 0
Low-grade industrial/ commercial - supermarkets | Hypermarkets/Superstores (over 2500m2) | Supermarket 2501 | 23 | 2265.34 | 316 | 715.8474 | 121.9088 | 182.8632 | 1.0679 | 0 | 0 | 0 | 0
Low-grade industrial/ commercial - supermarkets | Large Food Stores (750 - 2500m2) | Supermarket 2502 | 23 | 2268.6 | 316 | 716.8776 | 122.0843 | 183.1264 | 1.0695 | 0 | 0 | 0 | 0
Low-grade industrial/ commercial - supermarkets | Large Food Stores (750 - 2500m2) | Supermarket 2503 | 23 | 2270.6 | 316 | 717.5096 | 122.1919 | 183.2878 | 1.0704 | 0 | 0 | 0 | 0
Low-grade industrial/ commercial - supermarkets | Large Food Stores (750 - 2500m2) | Supermarket 2504 | 23 | 2272.2 | 316 | 718.0152 | 122.278 | 183.417 | 1.0712 | 0 | 0 | 0 | 0
Low-grade industrial/ commercial - supermarkets | Large Food Stores (750 - 2500m2) | Supermarket 2505 | 23 | 2273.375 | 316 | 718.3865 | 122.3412 | 183.5118 | 1.0717 | 0 | 0 | 0 | 0
Low-grade industrial/ commercial - supermarkets | Large Food Stores (750 - 2500m2) | Supermarket 2506 | 23 | 2273.62 | 316 | 718.4639 | 122.3544 | 183.5316 | 1.0718 | 0 | 0 | 0 | 0
Low-grade industrial/ commercial - supermarkets | Large Food Stores (750 - 2500m2) | Supermarket 2507 | 23 | 2274.44 | 316 | 718.723 | 122.3985 | 183.5978 | 1.0722 | 0 | 0 | 0 | 0
Low-grade industrial/ commercial - supermarkets | Large Food Stores (750 - 2500m2) | Supermarket 2508 | 23 | 2276.1 | 316 | 719.2476 | 122.4879 | 183.7318 | 1.073 | 0 | 0 | 0 | 0
Low-grade industrial/ commercial - supermarkets | Large Food Stores (750 - 2500m2) | Supermarket 2509 | 23 | 2280.7 | 316 | 720.7012 | 122.7354 | 184.1031 | 1.0752 | 0 | 0 | 0 | 0
Low-grade industrial/ commercial - supermarkets | Hypermarkets/Superstores (over 2500m2) | Supermarket 2510 | 23 | 2280.87 | 316 | 720.7549 | 122.7446 | 184.1168 | 1.0752 | 0 | 0 | 0 | 0
Low-grade industrial/ commercial - supermarkets | Large Food Stores (750 - 2500m2) | Supermarket 2511 | 23 | 2283.74 | 316 | 721.6618 | 122.899 | 184.3485 | 1.0766 | 0 | 0 | 0 | 0
Low-grade industrial/ commercial - supermarkets | Large Food Stores (750 - 2500m2) | Supermarket 2512 | 23 | 2284.3 | 316 | 721.8388 | 122.9291 | 184.3937 | 1.0769 | 0 | 0 | 0 | 0
Low-grade industrial/ commercial - supermarkets | Large Food Stores (750 - 2500m2) | Supermarket 2513 | 23 | 2287.2 | 316 | 722.7552 | 123.0852 | 184.6278 | 1.0782 | 0 | 0 | 0 | 0
Low-grade industrial/ commercial - supermarkets | Large Food Stores (750 - 2500m2) | Supermarket 2514 | 23 | 2288.52 | 316 | 723.1723 | 123.1562 | 184.7344 | 1.0788 | 0 | 0 | 0 | 0
Low-grade industrial/ commercial - supermarkets | Large Food Stores (750 - 2500m2) | Supermarket 2515 | 23 | 2288.9 | 316 | 723.2924 | 123.1767 | 184.765 | 1.079 | 0 | 0 | 0 | 0
Low-grade industrial/ commercial - supermarkets | Large Food Stores (750 - 2500m2) | Supermarket 2516 | 23 | 2290.33 | 316 | 723.7443 | 123.2537 | 184.8805 | 1.0797 | 0 | 0 | 0 | 0
Low-grade industrial/ commercial - supermarkets | Large Food Stores (750 - 2500m2) | Supermarket 2517 | 23 | 2292.8 | 316 | 724.5248 | 123.3866 | 185.0799 | 1.0809 | 0 | 0 | 0 | 0
Low-grade industrial/ commercial - supermarkets | Large Food Stores (750 - 2500m2) | Supermarket 2518 | 23 | 2300 | 316 | 726.8 | 123.774 | 185.6611 | 1.0843 | 0 | 0 | 0 | 0
Low-grade industrial/ commercial - supermarkets | Large Food Stores (750 - 2500m2) | Supermarket 2519 | 23 | 2300 | 316 | 726.8 | 123.774 | 185.6611 | 1.0843 | 0 | 0 | 0 | 0
Low-grade industrial/ commercial - supermarkets | Large Food Stores (750 - 2500m2) | Supermarket 2520 | 23 | 2300 | 316 | 726.8 | 123.774 | 185.6611 | 1.0843 | 0 | 0 | 0 | 0
Low-grade industrial/ commercial - supermarkets | Large Food Stores (750 - 2500m2) | Supermarket 2521 | 23 | 2310 | 316 | 729.96 | 124.3122 | 186.4683 | 1.089 | 0 | 0 | 0 | 0
Low-grade industrial/ commercial - supermarkets | Large Food Stores (750 - 2500m2) | Supermarket 2522 | 23 | 2310.22 | 316 | 730.0295 | 124.324 | 186.486 | 1.0891 | 0 | 0 | 0 | 0
Low-grade industrial/ commercial - supermarkets | Large Food Stores (750 - 2500m2) | Supermarket 2523 | 23 | 2310.6 | 316 | 730.1496 | 124.3445 | 186.5167 | 1.0893 | 0 | 0 | 0 | 0
Low-grade industrial/ commercial - supermarkets | Hypermarkets/Superstores (over 2500m2) | Supermarket 2524 | 23 | 2312.7 | 316 | 730.8132 | 124.4575 | 186.6862 | 1.0902 | 0 | 0 | 0 | 0
Low-grade industrial/ commercial - supermarkets | Hypermarkets/Superstores (over 2500m2) | Supermarket 2525 | 23 | 2317.65 | 316 | 732.3774 | 124.7239 | 187.0858 | 1.0926 | 0 | 0 | 0 | 0
Low-grade industrial/ commercial - supermarkets | Large Food Stores (750 - 2500m2) | Supermarket 2526 | 23 | 2319.07 | 316 | 732.8261 | 124.8003 | 187.2004 | 1.0933 | 0 | 0 | 0 | 0
Low-grade industrial/ commercial - supermarkets | Large Food Stores (750 - 2500m2) | Supermarket 2527 | 23 | 2320.4 | 316 | 733.2464 | 124.8719 | 187.3078 | 1.0939 | 0 | 0 | 0 | 0
Low-grade industrial/ commercial - supermarkets | Large Food Stores (750 - 2500m2) | Supermarket 2528 | 23 | 2320.6 | 316 | 733.3096 | 124.8826 | 187.3239 | 1.094 | 0 | 0 | 0 | 0
Low-grade industrial/ commercial - supermarkets | Large Food Stores (750 - 2500m2) | Supermarket 2529 | 23 | 2323.59 | 316 | 734.2544 | 125.0435 | 187.5653 | 1.0954 | 0 | 0 | 0 | 0
Low-grade industrial/ commercial - supermarkets | Large Food Stores (750 - 2500m2) | Supermarket 2530 | 23 | 2331.4 | 316 | 736.7224 | 125.4638 | 188.1957 | 1.0991 | 0 | 0 | 0 | 0
Low-grade industrial/ commercial - supermarkets | Large Food Stores (750 - 2500m2) | Supermarket 2531 | 23 | 2333.8 | 316 | 737.4808 | 125.593 | 188.3895 | 1.1002 | 0 | 0 | 0 | 0
Low-grade industrial/ commercial - supermarkets | Large Food Stores (750 - 2500m2) | Supermarket 2532 | 23 | 2334.1 | 316 | 737.5756 | 125.6091 | 188.4137 | 1.1003 | 0 | 0 | 0 | 0
Low-grade industrial/ commercial - supermarkets | Hypermarkets/Superstores (over 2500m2) | Supermarket 2533 | 23 | 2335 | 316 | 737.86 | 125.6576 | 188.4863 | 1.1008 | 0 | 0 | 0 | 0
Low-grade industrial/ commercial - supermarkets | Large Food Stores (750 - 2500m2) | Supermarket 2534 | 23 | 2338.3 | 316 | 738.9028 | 125.8351 | 188.7527 | 1.1023 | 0 | 0 | 0 | 0
Low-grade industrial/ commercial - supermarkets | Large Food Stores (750 - 2500m2) | Supermarket 2535 | 23 | 2339.875 | 316 | 739.4005 | 125.9199 | 188.8799 | 1.1031 | 0 | 0 | 0 | 0
Low-grade industrial/ commercial - supermarkets | Large Food Stores (750 - 2500m2) | Supermarket 2536 | 23 | 2340 | 316 | 739.44 | 125.9266 | 188.8899 | 1.1031 | 0 | 0 | 0 | 0
Low-grade industrial/ commercial - supermarkets | Hypermarkets/Superstores (over 2500m2) | Supermarket 2537 | 23 | 2342.5 | 316 | 740.23 | 126.0612 | 189.0918 | 1.1043 | 0 | 0 | 0 | 0
Low-grade industrial/ commercial - supermarkets | Large Food Stores (750 - 2500m2) | Supermarket 2538 | 23 | 2342.5 | 316 | 740.23 | 126.0612 | 189.0918 | 1.1043 | 0 | 0 | 0 | 0
Low-grade industrial/ commercial - supermarkets | Retail Warehouses and Foodstores | Supermarket 2539 | 23 | 2346.625 | 316 | 741.5335 | 126.2832 | 189.4247 | 1.1062 | 0 | 0 | 0 | 0
Low-grade industrial/ commercial - supermarkets | Large Food Stores (750 - 2500m2) | Supermarket 2540 | 23 | 2347.1 | 316 | 741.6836 | 126.3087 | 189.4631 | 1.1065 | 0 | 0 | 0 | 0
Low-grade industrial/ commercial - supermarkets | Large Food Stores (750 - 2500m2) | Supermarket 2541 | 23 | 2348.2 | 316 | 742.0312 | 126.3679 | 189.5519 | 1.107 | 0 | 0 | 0 | 0
Low-grade industrial/ commercial - supermarkets | Large Food Stores (750 - 2500m2) | Supermarket 2542 | 23 | 2348.4 | 316 | 742.0944 | 126.3787 | 189.568 | 1.1071 | 0 | 0 | 0 | 0
Low-grade industrial/ commercial - supermarkets | Large Food Stores (750 - 2500m2) | Supermarket 2543 | 23 | 2359.1 | 316 | 745.4756 | 126.9545 | 190.4317 | 1.1121 | 0 | 0 | 0 | 0
Low-grade industrial/ commercial - supermarkets | Large Food Stores (750 - 2500m2) | Supermarket 2544 | 23 | 2359.36 | 316 | 745.5578 | 126.9685 | 190.4527 | 1.1122 | 0 | 0 | 0 | 0
Low-grade industrial/ commercial - supermarkets | Large Food Stores (750 - 2500m2) | Supermarket 2545 | 23 | 2366.42 | 316 | 747.7887 | 127.3484 | 191.0226 | 1.1156 | 0 | 0 | 0 | 0
Low-grade industrial/ commercial - supermarkets | Large Food Stores (750 - 2500m2) | Supermarket 2546 | 23 | 2370.1 | 316 | 748.9516 | 127.5465 | 191.3197 | 1.1173 | 0 | 0 | 0 | 0
Low-grade industrial/ commercial - supermarkets | Large Food Stores (750 - 2500m2) | Supermarket 2547 | 23 | 2370.9 | 316 | 749.2044 | 127.5895 | 191.3843 | 1.1177 | 0 | 0 | 0 | 0
Low-grade industrial/ commercial - supermarkets | Large Food Stores (750 - 2500m2) | Supermarket 2548 | 23 | 2371.2 | 316 | 749.2992 | 127.6057 | 191.4085 | 1.1178 | 0 | 0 | 0 | 0
Low-grade industrial/ commercial - supermarkets | Large Food Stores (750 - 2500m2) | Supermarket 2549 | 23 | 2372.9 | 316 | 749.8364 | 127.6971 | 191.5457 | 1.1186 | 0 | 0 | 0 | 0
Low-grade industrial/ commercial - supermarkets | Large Food Stores (750 - 2500m2) | Supermarket 2550 | 23 | 2373.2 | 316 | 749.9312 | 127.7133 | 191.5699 | 1.1188 | 0 | 0 | 0 | 0
Low-grade industrial/ commercial - supermarkets | Hypermarkets/Superstores (over 2500m2) | Supermarket 2551 | 23 | 2374.23 | 316 | 750.2567 | 127.7687 | 191.6531 | 1.1193 | 0 | 0 | 0 | 0
Low-grade industrial/ commercial - supermarkets | Large Food Stores (750 - 2500m2) | Supermarket 2552 | 23 | 2375.73 | 316 | 750.7307 | 127.8494 | 191.7742 | 1.12 | 0 | 0 | 0 | 0
Low-grade industrial/ commercial - supermarkets | Large Food Stores (750 - 2500m2) | Supermarket 2553 | 23 | 2378.85 | 316 | 751.7166 | 128.0173 | 192.026 | 1.1214 | 0 | 0 | 0 | 0
Low-grade industrial/ commercial - supermarkets | Large Food Stores (750 - 2500m2) | Supermarket 2554 | 23 | 2379 | 316 | 751.764 | 128.0254 | 192.0381 | 1.1215 | 0 | 0 | 0 | 0
Low-grade industrial/ commercial - supermarkets | Large Food Stores (750 - 2500m2) | Supermarket 2555 | 23 | 2379.4 | 316 | 751.8904 | 128.0469 | 192.0704 | 1.1217 | 0 | 0 | 0 | 0
Low-grade industrial/ commercial - supermarkets | Large Food Stores (750 - 2500m2) | Supermarket 2556 | 23 | 2379.45 | 316 | 751.9062 | 128.0496 | 192.0744 | 1.1217 | 0 | 0 | 0 | 0
Low-grade industrial/ commercial - supermarkets | Hypermarkets/Superstores (over 2500m2) | Supermarket 2557 | 23 | 2383 | 316 | 753.028 | 128.2407 | 192.361 | 1.1234 | 0 | 0 | 0 | 0
Low-grade industrial/ commercial - supermarkets | Large Food Stores (750 - 2500m2) | Supermarket 2558 | 23 | 2383.3 | 316 | 753.1228 | 128.2568 | 192.3852 | 1.1235 | 0 | 0 | 0 | 0
Low-grade industrial/ commercial - supermarkets | Large Food Stores (750 - 2500m2) | Supermarket 2559 | 23 | 2383.48 | 316 | 753.1797 | 128.2665 | 192.3997 | 1.1236 | 0 | 0 | 0 | 0
Low-grade industrial/ commercial - supermarkets | Large Food Stores (750 - 2500m2) | Supermarket 2560 | 23 | 2386.18 | 316 | 754.0329 | 128.4118 | 192.6177 | 1.1249 | 0 | 0 | 0 | 0
Low-grade industrial/ commercial - supermarkets | Large Food Stores (750 - 2500m2) | Supermarket 2561 | 23 | 2391.27 | 316 | 755.6413 | 128.6857 | 193.0286 | 1.1273 | 0 | 0 | 0 | 0
Low-grade industrial/ commercial - supermarkets | Large Food Stores (750 - 2500m2) | Supermarket 2562 | 23 | 2392.06 | 316 | 755.891 | 128.7282 | 193.0923 | 1.1277 | 0 | 0 | 0 | 0
Low-grade industrial/ commercial - supermarkets | Large Food Stores (750 - 2500m2) | Supermarket 2563 | 23 | 2392.5 | 316 | 756.03 | 128.7519 | 193.1279 | 1.1279 | 0 | 0 | 0 | 0
Low-grade industrial/ commercial - supermarkets | Large Food Stores (750 - 2500m2) | Supermarket 2564 | 23 | 2392.62 | 316 | 756.0679 | 128.7584 | 193.1376 | 1.1279 | 0 | 0 | 0 | 0
Low-grade industrial/ commercial - supermarkets | Large Food Stores (750 - 2500m2) | Supermarket 2565 | 23 | 2393.3 | 316 | 756.2828 | 128.795 | 193.1924 | 1.1282 | 0 | 0 | 0 | 0
Low-grade industrial/ commercial - supermarkets | Large Food Stores (750 - 2500m2) | Supermarket 2566 | 23 | 2395 | 316 | 756.82 | 128.8864 | 193.3297 | 1.129 | 0 | 0 | 0 | 0
Low-grade industrial/ commercial - supermarkets | Large Food Stores (750 - 2500m2) | Supermarket 2567 | 23 | 2395.36 | 316 | 756.9338 | 128.9058 | 193.3587 | 1.1292 | 0 | 0 | 0 | 0
Low-grade industrial/ commercial - supermarkets | Large Food Stores (750 - 2500m2) | Supermarket 2568 | 23 | 2396 | 316 | 757.136 | 128.9403 | 193.4104 | 1.1295 | 0 | 0 | 0 | 0
Low-grade industrial/ commercial - supermarkets | Hypermarkets/Superstores (over 2500m2) | Supermarket 2569 | 23 | 2397 | 316 | 757.452 | 128.9941 | 193.4911 | 1.13 | 0 | 0 | 0 | 0
Low-grade industrial/ commercial - supermarkets | Large Food Stores (750 - 2500m2) | Supermarket 2570 | 23 | 2397.39 | 316 | 757.5752 | 129.0151 | 193.5226 | 1.1302 | 0 | 0 | 0 | 0
Low-grade industrial/ commercial - supermarkets | Large Food Stores (750 - 2500m2) | Supermarket 2571 | 23 | 2400 | 316 | 758.4 | 129.1555 | 193.7333 | 1.1314 | 0 | 0 | 0 | 0
Low-grade industrial/ commercial - supermarkets | Large Food Stores (750 - 2500m2) | Supermarket 2572 | 23 | 2402.41 | 316 | 759.1616 | 129.2852 | 193.9278 | 1.1325 | 0 | 0 | 0 | 0
Low-grade industrial/ commercial - supermarkets | Large Food Stores (750 - 2500m2) | Supermarket 2573 | 23 | 2406.9 | 316 | 760.5804 | 129.5268 | 194.2903 | 1.1347 | 0 | 0 | 0 | 0
Low-grade industrial/ commercial - supermarkets | Large Food Stores (750 - 2500m2) | Supermarket 2574 | 23 | 2412.31 | 316 | 762.29 | 129.818 | 194.727 | 1.1372 | 0 | 0 | 0 | 0
Low-grade industrial/ commercial - supermarkets | Large Food Stores (750 - 2500m2) | Supermarket 2575 | 23 | 2415.03 | 316 | 763.1495 | 129.9644 | 194.9465 | 1.1385 | 0 | 0 | 0 | 0
Low-grade industrial/ commercial - supermarkets | Large Food Stores (750 - 2500m2) | Supermarket 2576 | 23 | 2418 | 316 | 764.088 | 130.1242 | 195.1863 | 1.1399 | 0 | 0 | 0 | 0
Low-grade industrial/ commercial - supermarkets | Large Food Stores (750 - 2500m2) | Supermarket 2577 | 23 | 2422.2 | 316 | 765.4152 | 130.3502 | 195.5253 | 1.1419 | 0 | 0 | 0 | 0
Low-grade industrial/ commercial - supermarkets | Large Food Stores (750 - 2500m2) | Supermarket 2578 | 23 | 2422.56 | 316 | 765.529 | 130.3696 | 195.5544 | 1.142 | 0 | 0 | 0 | 0
Low-grade industrial/ commercial - supermarkets | Large Food Stores (750 - 2500m2) | Supermarket 2579 | 23 | 2425 | 316 | 766.3 | 130.5009 | 195.7513 | 1.1432 | 0 | 0 | 0 | 0
Low-grade industrial/ commercial - supermarkets | Hypermarkets/Superstores (over 2500m2) | Supermarket 2580 | 23 | 2430 | 316 | 767.88 | 130.77 | 196.1549 | 1.1455 | 0 | 0 | 0 | 0
Low-grade industrial/ commercial - supermarkets | Large Food Stores (750 - 2500m2) | Supermarket 2581 | 23 | 2430 | 316 | 767.88 | 130.77 | 196.1549 | 1.1455 | 0 | 0 | 0 | 0
Low-grade industrial/ commercial - supermarkets | Large Food Stores (750 - 2500m2) | Supermarket 2582 | 23 | 2431.06 | 316 | 768.215 | 130.827 | 196.2405 | 1.146 | 0 | 0 | 0 | 0
Low-grade industrial/ commercial - supermarkets | Large Food Stores (750 - 2500m2) | Supermarket 2583 | 23 | 2432 | 316 | 768.512 | 130.8776 | 196.3164 | 1.1465 | 0 | 0 | 0 | 0
Low-grade industrial/ commercial - supermarkets | Large Food Stores (750 - 2500m2) | Supermarket 2584 | 23 | 2432 | 316 | 768.512 | 130.8776 | 196.3164 | 1.1465 | 0 | 0 | 0 | 0
Low-grade industrial/ commercial - supermarkets | Large Shops (Over 1850m2) | Supermarket 2585 | 23 | 2432 | 316 | 768.512 | 130.8776 | 196.3164 | 1.1465 | 0 | 0 | 0 | 0
Low-grade industrial/ commercial - supermarkets | Large Food Stores (750 - 2500m2) | Supermarket 2586 | 23 | 2433.35 | 316 | 768.9386 | 130.9502 | 196.4254 | 1.1471 | 0 | 0 | 0 | 0
Low-grade industrial/ commercial - supermarkets | Large Food Stores (750 - 2500m2) | Supermarket 2587 | 23 | 2434.1 | 316 | 769.1756 | 130.9906 | 196.4859 | 1.1475 | 0 | 0 | 0 | 0
Low-grade industrial/ commercial - supermarkets | Hypermarkets/Superstores (over 2500m2) | Supermarket 2588 | 23 | 2435.3 | 316 | 769.5548 | 131.0552 | 196.5828 | 1.148 | 0 | 0 | 0 | 0
Low-grade industrial/ commercial - supermarkets | Large Food Stores (750 - 2500m2) | Supermarket 2589 | 23 | 2436.75 | 316 | 770.013 | 131.1332 | 196.6998 | 1.1487 | 0 | 0 | 0 | 0
Low-grade industrial/ commercial - supermarkets | Large Food Stores (750 - 2500m2) | Supermarket 2590 | 23 | 2439.38 | 316 | 770.8441 | 131.2747 | 196.9121 | 1.15 | 0 | 0 | 0 | 0
Low-grade industrial/ commercial - supermarkets | Hypermarkets/Superstores (over 2500m2) | Supermarket 2591 | 23 | 2440.6 | 316 | 771.2296 | 131.3404 | 197.0106 | 1.1505 | 0 | 0 | 0 | 0
Low-grade industrial/ commercial - supermarkets | Large Food Stores (750 - 2500m2) | Supermarket 2592 | 23 | 2441.25 | 316 | 771.435 | 131.3754 | 197.0631 | 1.1508 | 0 | 0 | 0 | 0
Low-grade industrial/ commercial - supermarkets | Large Food Stores (750 - 2500m2) | Supermarket 2593 | 23 | 2447 | 316 | 773.252 | 131.6848 | 197.5272 | 1.1536 | 0 | 0 | 0 | 0
Low-grade industrial/ commercial - supermarkets | Large Food Stores (750 - 2500m2) | Supermarket 2594 | 23 | 2447 | 316 | 773.252 | 131.6848 | 197.5272 | 1.1536 | 0 | 0 | 0 | 0
Low-grade industrial/ commercial - supermarkets | Large Food Stores (750 - 2500m2) | Supermarket 2595 | 23 | 2448.1 | 316 | 773.5996 | 131.744 | 197.616 | 1.1541 | 0 | 0 | 0 | 0
Low-grade industrial/ commercial - supermarkets | Large Food Stores (750 - 2500m2) | Supermarket 2596 | 23 | 2448.38 | 316 | 773.6881 | 131.7591 | 197.6386 | 1.1542 | 0 | 0 | 0 | 0
Low-grade industrial/ commercial - supermarkets | Hypermarkets/Superstores (over 2500m2) | Supermarket 2597 | 23 | 2452.27 | 316 | 774.9173 | 131.9684 | 197.9526 | 1.156 | 0 | 0 | 0 | 0
Low-grade industrial/ commercial - supermarkets | Large Food Stores (750 - 2500m2) | Supermarket 2598 | 23 | 2452.28 | 316 | 774.9205 | 131.969 | 197.9534 | 1.156 | 0 | 0 | 0 | 0
Low-grade industrial/ commercial - supermarkets | Large Food Stores (750 - 2500m2) | Supermarket 2599 | 23 | 2453.6 | 316 | 775.3376 | 132.04 | 198.06 | 1.1567 | 0 | 0 | 0 | 0
Low-grade industrial/ commercial - supermarkets | Large Food Stores (750 - 2500m2) | Supermarket 2600 | 23 | 2454.2 | 316 | 775.5272 | 132.0723 | 198.1084 | 1.157 | 0 | 0 | 0 | 0
Low-grade industrial/ commercial - supermarkets | Large Food Stores (750 - 2500m2) | Supermarket 2601 | 23 | 2454.37 | 316 | 775.5809 | 132.0814 | 198.1221 | 1.157 | 0 | 0 | 0 | 0
Low-grade industrial/ commercial - supermarkets | Large Food Stores (750 - 2500m2) | Supermarket 2602 | 23 | 2456 | 316 | 776.096 | 132.1691 | 198.2537 | 1.1578 | 0 | 0 | 0 | 0
Low-grade industrial/ commercial - supermarkets | Large Food Stores (750 - 2500m2) | Supermarket 2603 | 23 | 2456.2 | 316 | 776.1592 | 132.1799 | 198.2699 | 1.1579 | 0 | 0 | 0 | 0
Low-grade industrial/ commercial - supermarkets | Hypermarkets/Superstores (over 2500m2) | Supermarket 2604 | 23 | 2457.43 | 316 | 776.5479 | 132.2461 | 198.3692 | 1.1585 | 0 | 0 | 0 | 0
Low-grade industrial/ commercial - supermarkets | Large Food Stores (750 - 2500m2) | Supermarket 2605 | 23 | 2458.91 | 316 | 777.0156 | 132.3257 | 198.4886 | 1.1592 | 0 | 0 | 0 | 0
Low-grade industrial/ commercial - supermarkets | Hypermarkets/Superstores (over 2500m2) | Supermarket 2606 | 23 | 2459.8 | 316 | 777.2968 | 132.3736 | 198.5605 | 1.1596 | 0 | 0 | 0 | 0
Low-grade industrial/ commercial - supermarkets | Hypermarkets/Superstores (over 2500m2) | Supermarket 2607 | 23 | 2462.8 | 316 | 778.2448 | 132.5351 | 198.8026 | 1.161 | 0 | 0 | 0 | 0
Low-grade industrial/ commercial - supermarkets | Large Food Stores (750 - 2500m2) | Supermarket 2608 | 23 | 2463.8 | 316 | 778.5608 | 132.5889 | 198.8834 | 1.1615 | 0 | 0 | 0 | 0
Low-grade industrial/ commercial - supermarkets | Large Food Stores (750 - 2500m2) | Supermarket 2609 | 23 | 2466.97 | 316 | 779.5625 | 132.7595 | 199.1392 | 1.163 | 0 | 0 | 0 | 0
Low-grade industrial/ commercial - supermarkets | Large Food Stores (750 - 2500m2) | Supermarket 2610 | 23 | 2467.5 | 316 | 779.73 | 132.788 | 199.182 | 1.1632 | 0 | 0 | 0 | 0
Low-grade industrial/ commercial - supermarkets | Large Food Stores (750 - 2500m2) | Supermarket 2611 | 23 | 2469.6 | 316 | 780.3936 | 132.901 | 199.3515 | 1.1642 | 0 | 0 | 0 | 0
Low-grade industrial/ commercial - supermarkets | Large Food Stores (750 - 2500m2) | Supermarket 2612 | 23 | 2470.91 | 316 | 780.8076 | 132.9715 | 199.4573 | 1.1648 | 0 | 0 | 0 | 0
Low-grade industrial/ commercial - supermarkets | Large Food Stores (750 - 2500m2) | Supermarket 2613 | 23 | 2472 | 316 | 781.152 | 133.0302 | 199.5453 | 1.1653 | 0 | 0 | 0 | 0
Low-grade industrial/ commercial - supermarkets | Large Food Stores (750 - 2500m2) | Supermarket 2614 | 23 | 2474.91 | 316 | 782.0716 | 133.1868 | 199.7802 | 1.1667 | 0 | 0 | 0 | 0
Low-grade industrial/ commercial - supermarkets | Hypermarkets/Superstores (over 2500m2) | Supermarket 2615 | 23 | 2478.9 | 316 | 783.3324 | 133.4015 | 200.1023 | 1.1686 | 0 | 0 | 0 | 0
Low-grade industrial/ commercial - supermarkets | Hypermarkets/Superstores (over 2500m2) | Supermarket 2616 | 23 | 2480.1 | 316 | 783.7116 | 133.4661 | 200.1991 | 1.1692 | 0 | 0 | 0 | 0
Low-grade industrial/ commercial - supermarkets | Large Food Stores (750 - 2500m2) | Supermarket 2617 | 23 | 2485.07 | 316 | 785.2821 | 133.7335 | 200.6003 | 1.1715 | 0 | 0 | 0 | 0
Low-grade industrial/ commercial - supermarkets | Large Food Stores (750 - 2500m2) | Supermarket 2618 | 23 | 2487.48 | 316 | 786.0437 | 133.8632 | 200.7949 | 1.1726 | 0 | 0 | 0 | 0
Low-grade industrial/ commercial - supermarkets | Hypermarkets/Superstores (over 2500m2) | Supermarket 2619 | 23 | 2488.93 | 316 | 786.5019 | 133.9413 | 200.9119 | 1.1733 | 0 | 0 | 0 | 0
Low-grade industrial/ commercial - supermarkets | Large Food Stores (750 - 2500m2) | Supermarket 2620 | 23 | 2490.5 | 316 | 786.998 | 134.0258 | 201.0386 | 1.1741 | 0 | 0 | 0 | 0
Low-grade industrial/ commercial - supermarkets | Large Food Stores (750 - 2500m2) | Supermarket 2621 | 23 | 2493.29 | 316 | 787.8796 | 134.1759 | 201.2639 | 1.1754 | 0 | 0 | 0 | 0
Low-grade industrial/ commercial - supermarkets | Large Food Stores (750 - 2500m2) | Supermarket 2622 | 23 | 2495.025 | 316 | 788.4279 | 134.2693 | 201.4039 | 1.1762 | 0 | 0 | 0 | 0
Low-grade industrial/ commercial - supermarkets | Large Food Stores (750 - 2500m2) | Supermarket 2623 | 23 | 2496.46 | 316 | 788.8814 | 134.3465 | 201.5197 | 1.1769 | 0 | 0 | 0 | 0
Low-grade industrial/ commercial - supermarkets | Large Food Stores (750 - 2500m2) | Supermarket 2624 | 23 | 2498.38 | 316 | 789.4881 | 134.4498 | 201.6747 | 1.1778 | 0 | 0 | 0 | 0
Low-grade industrial/ commercial - supermarkets | Hypermarkets/Superstores (over 2500m2) | Supermarket 2625 | 23 | 2500 | 316 | 790 | 134.537 | 201.8055 | 1.1785 | 0 | 0 | 0 | 0
Low-grade industrial/ commercial - supermarkets | Hypermarkets/Superstores (over 2500m2) | Supermarket 2626 | 23 | 2500.6 | 316 | 790.1896 | 134.5693 | 201.8539 | 1.1788 | 0 | 0 | 0 | 0
Low-grade industrial/ commercial - supermarkets | Hypermarkets/Superstores (over 2500m2) | Supermarket 2627 | 23 | 2502.9 | 316 | 790.9164 | 134.6931 | 202.0396 | 1.1799 | 0 | 0 | 0 | 0
Low-grade industrial/ commercial - supermarkets | Large Food Stores (750 - 2500m2) | Supermarket 2628 | 23 | 2505.7 | 316 | 791.8012 | 134.8437 | 202.2656 | 1.1812 | 0 | 0 | 0 | 0
Low-grade industrial/ commercial - supermarkets | Large Food Stores (750 - 2500m2) | Supermarket 2629 | 23 | 2505.76 | 316 | 791.8202 | 134.847 | 202.2705 | 1.1813 | 0 | 0 | 0 | 0
Low-grade industrial/ commercial - supermarkets | Hypermarkets/Superstores (over 2500m2) | Supermarket 2630 | 23 | 2505.9 | 316 | 791.8644 | 134.8545 | 202.2818 | 1.1813 | 0 | 0 | 0 | 0
Low-grade industrial/ commercial - supermarkets | Hypermarkets/Superstores (over 2500m2) | Supermarket 2631 | 23 | 2508.73 | 316 | 792.7587 | 135.0068 | 202.5102 | 1.1827 | 0 | 0 | 0 | 0
Low-grade industrial/ commercial - supermarkets | Hypermarkets/Superstores (over 2500m2) | Supermarket 2632 | 23 | 2510.2 | 316 | 793.2232 | 135.0859 | 202.6289 | 1.1834 | 0 | 0 | 0 | 0
Low-grade industrial/ commercial - supermarkets | Large Food Stores (750 - 2500m2) | Supermarket 2633 | 23 | 2516 | 316 | 795.056 | 135.398 | 203.0971 | 1.1861 | 0 | 0 | 0 | 0
Low-grade industrial/ commercial - supermarkets | Hypermarkets/Superstores (over 2500m2) | Supermarket 2634 | 23 | 2517.27 | 316 | 795.4573 | 135.4664 | 203.1996 | 1.1867 | 0 | 0 | 0 | 0
Low-grade industrial/ commercial - supermarkets | Hypermarkets/Superstores (over 2500m2) | Supermarket 2635 | 23 | 2518.7 | 316 | 795.9092 | 135.5433 | 203.315 | 1.1874 | 0 | 0 | 0 | 0
Low-grade industrial/ commercial - supermarkets | Hypermarkets/Superstores (over 2500m2) | Supermarket 2636 | 23 | 2519.9 | 316 | 796.2884 | 135.6079 | 203.4119 | 1.1879 | 0 | 0 | 0 | 0
Low-grade industrial/ commercial - supermarkets | Hypermarkets/Superstores (over 2500m2) | Supermarket 2637 | 23 | 2525.9 | 316 | 798.1844 | 135.9308 | 203.8962 | 1.1908 | 0 | 0 | 0 | 0
Low-grade industrial/ commercial - supermarkets | Hypermarkets/Superstores (over 2500m2) | Supermarket 2638 | 23 | 2527 | 316 | 798.532 | 135.99 | 203.985 | 1.1913 | 0 | 0 | 0 | 0
Low-grade industrial/ commercial - supermarkets | Hypermarkets/Superstores (over 2500m2) | Supermarket 2639 | 23 | 2528 | 316 | 798.848 | 136.0438 | 204.0657 | 1.1917 | 0 | 0 | 0 | 0
Low-grade industrial/ commercial - supermarkets | Hypermarkets/Superstores (over 2500m2) | Supermarket 2640 | 23 | 2530.9 | 316 | 799.7644 | 136.1999 | 204.2998 | 1.1931 | 0 | 0 | 0 | 0
Low-grade industrial/ commercial - supermarkets | Large Food Stores (750 - 2500m2) | Supermarket 2641 | 23 | 2532.8 | 316 | 800.3648 | 136.3021 | 204.4532 | 1.194 | 0 | 0 | 0 | 0
Low-grade industrial/ commercial - supermarkets | Hypermarkets/Superstores (over 2500m2) | Supermarket 2642 | 23 | 2535 | 316 | 801.06 | 136.4205 | 204.6308 | 1.195 | 0 | 0 | 0 | 0
Low-grade industrial/ commercial - supermarkets | Large Food Stores (750 - 2500m2) | Supermarket 2643 | 23 | 2535.4875 | 316 | 801.2141 | 136.4468 | 204.6701 | 1.1953 | 0 | 0 | 0 | 0
Low-grade industrial/ commercial - supermarkets | Hypermarkets/Superstores (over 2500m2) | Supermarket 2644 | 23 | 2535.9 | 316 | 801.3444 | 136.469 | 204.7034 | 1.1955 | 0 | 0 | 0 | 0
Low-grade industrial/ commercial - supermarkets | Hypermarkets/Superstores (over 2500m2) | Supermarket 2645 | 23 | 2536.2 | 316 | 801.4392 | 136.4851 | 204.7276 | 1.1956 | 0 | 0 | 0 | 0
Low-grade industrial/ commercial - supermarkets | Hypermarkets/Superstores (over 2500m2) | Supermarket 2646 | 23 | 2538.5 | 316 | 802.166 | 136.6089 | 204.9133 | 1.1967 | 0 | 0 | 0 | 0
Low-grade industrial/ commercial - supermarkets | Hypermarkets/Superstores (over 2500m2) | Supermarket 2647 | 23 | 2539.3 | 316 | 802.4188 | 136.6519 | 204.9779 | 1.1971 | 0 | 0 | 0 | 0
Low-grade industrial/ commercial - supermarkets | Hypermarkets/Superstores (over 2500m2) | Supermarket 2648 | 23 | 2539.3 | 316 | 802.4188 | 136.6519 | 204.9779 | 1.1971 | 0 | 0 | 0 | 0
Low-grade industrial/ commercial - supermarkets | Hypermarkets/Superstores (over 2500m2) | Supermarket 2649 | 23 | 2540.72 | 316 | 802.8675 | 136.7283 | 205.0925 | 1.1977 | 0 | 0 | 0 | 0
Low-grade industrial/ commercial - supermarkets | Hypermarkets/Superstores (over 2500m2) | Supermarket 2650 | 23 | 2542 | 316 | 803.272 | 136.7972 | 205.1958 | 1.1983 | 0 | 0 | 0 | 0
Low-grade industrial/ commercial - supermarkets | Hypermarkets/Superstores (over 2500m2) | Supermarket 2651 | 23 | 2543 | 316 | 803.588 | 136.851 | 205.2766 | 1.1988 | 0 | 0 | 0 | 0
Low-grade industrial/ commercial - supermarkets | Retail Warehouses and Foodstores | Supermarket 2652 | 23 | 2543 | 316 | 803.588 | 136.851 | 205.2766 | 1.1988 | 0 | 0 | 0 | 0
Low-grade industrial/ commercial - supermarkets | Large Food Stores (750 - 2500m2) | Supermarket 2653 | 23 | 2543.14 | 316 | 803.6322 | 136.8586 | 205.2879 | 1.1989 | 0 | 0 | 0 | 0
Low-grade industrial/ commercial - supermarkets | Hypermarkets/Superstores (over 2500m2) | Supermarket 2654 | 23 | 2545.71 | 316 | 804.4444 | 136.9969 | 205.4953 | 1.2001 | 0 | 0 | 0 | 0
Low-grade industrial/ commercial - supermarkets | Hypermarkets/Superstores (over 2500m2) | Supermarket 2655 | 23 | 2549 | 316 | 805.484 | 137.1739 | 205.7609 | 1.2016 | 0 | 0 | 0 | 0
Low-grade industrial/ commercial - supermarkets | Hypermarkets/Superstores (over 2500m2) | Supermarket 2656 | 23 | 2551.77 | 316 | 806.3593 | 137.323 | 205.9845 | 1.2029 | 0 | 0 | 0 | 0
Low-grade industrial/ commercial - supermarkets | Large Food Stores (750 - 2500m2) | Supermarket 2657 | 23 | 2553 | 316 | 806.748 | 137.3892 | 206.0838 | 1.2035 | 0 | 0 | 0 | 0
Low-grade industrial/ commercial - supermarkets | Hypermarkets/Superstores (over 2500m2) | Supermarket 2658 | 23 | 2555.6 | 316 | 807.5696 | 137.5291 | 206.2937 | 1.2048 | 0 | 0 | 0 | 0
Low-grade industrial/ commercial - supermarkets | Hypermarkets/Superstores (over 2500m2) | Supermarket 2659 | 23 | 2555.8 | 316 | 807.6328 | 137.5399 | 206.3098 | 1.2048 | 0 | 0 | 0 | 0
Low-grade industrial/ commercial - supermarkets | Hypermarkets/Superstores (over 2500m2) | Supermarket 2660 | 23 | 2560 | 316 | 808.96 | 137.7659 | 206.6488 | 1.2068 | 0 | 0 | 0 | 0
Low-grade industrial/ commercial - supermarkets | Hypermarkets/Superstores (over 2500m2) | Supermarket 2661 | 23 | 2564.8 | 316 | 810.4768 | 138.0242 | 207.0363 | 1.2091 | 0 | 0 | 0 | 0
Low-grade industrial/ commercial - supermarkets | Hypermarkets/Superstores (over 2500m2) | Supermarket 2662 | 23 | 2567.5 | 316 | 811.33 | 138.1695 | 207.2542 | 1.2104 | 0 | 0 | 0 | 0
Low-grade industrial/ commercial - supermarkets | Hypermarkets/Superstores (over 2500m2) | Supermarket 2663 | 23 | 2569.1 | 316 | 811.8356 | 138.2556 | 207.3834 | 1.2111 | 0 | 0 | 0 | 0
Low-grade industrial/ commercial - supermarkets | Hypermarkets/Superstores (over 2500m2) | Supermarket 2664 | 23 | 2569.82 | 316 | 812.0631 | 138.2943 | 207.4415 | 1.2115 | 0 | 0 | 0 | 0
Low-grade industrial/ commercial - supermarkets | Hypermarkets/Superstores (over 2500m2) | Supermarket 2665 | 23 | 2571 | 316 | 812.436 | 138.3579 | 207.5368 | 1.212 | 0 | 0 | 0 | 0
Low-grade industrial/ commercial - supermarkets | Large Food Stores (750 - 2500m2) | Supermarket 2666 | 23 | 2571.92 | 316 | 812.7267 | 138.4074 | 207.611 | 1.2124 | 0 | 0 | 0 | 0
Low-grade industrial/ commercial - supermarkets | Hypermarkets/Superstores (over 2500m2) | Supermarket 2667 | 23 | 2574.87 | 316 | 813.6589 | 138.5661 | 207.8492 | 1.2138 | 0 | 0 | 0 | 0
Low-grade industrial/ commercial - supermarkets | Hypermarkets/Superstores (over 2500m2) | Supermarket 2668 | 23 | 2578.8 | 316 | 814.9008 | 138.7776 | 208.1664 | 1.2157 | 0 | 0 | 0 | 0
Low-grade industrial/ commercial - supermarkets | Hypermarkets/Superstores (over 2500m2) | Supermarket 2669 | 23 | 2579.4 | 316 | 815.0904 | 138.8099 | 208.2148 | 1.216 | 0 | 0 | 0 | 0
Low-grade industrial/ commercial - supermarkets | Hypermarkets/Superstores (over 2500m2) | Supermarket 2670 | 23 | 2579.7 | 316 | 815.1852 | 138.826 | 208.2391 | 1.2161 | 0 | 0 | 0 | 0
Low-grade industrial/ commercial - supermarkets | Hypermarkets/Superstores (over 2500m2) | Supermarket 2671 | 23 | 2581.6 | 316 | 815.7856 | 138.9283 | 208.3924 | 1.217 | 0 | 0 | 0 | 0
Low-grade industrial/ commercial - supermarkets | Hypermarkets/Superstores (over 2500m2) | Supermarket 2672 | 23 | 2582 | 316 | 815.912 | 138.9498 | 208.4247 | 1.2172 | 0 | 0 | 0 | 0
Low-grade industrial/ commercial - supermarkets | Hypermarkets/Superstores (over 2500m2) | Supermarket 2673 | 23 | 2583.2 | 316 | 816.2912 | 139.0144 | 208.5216 | 1.2178 | 0 | 0 | 0 | 0
Low-grade industrial/ commercial - supermarkets | Hypermarkets/Superstores (over 2500m2) | Supermarket 2674 | 23 | 2590.5 | 316 | 818.598 | 139.4072 | 209.1109 | 1.2212 | 0 | 0 | 0 | 0
Low-grade industrial/ commercial - supermarkets | Hypermarkets/Superstores (over 2500m2) | Supermarket 2675 | 23 | 2591 | 316 | 818.756 | 139.4341 | 209.1512 | 1.2214 | 0 | 0 | 0 | 0
Low-grade industrial/ commercial - supermarkets | Hypermarkets/Superstores (over 2500m2) | Supermarket 2676 | 23 | 2593.66 | 316 | 819.5966 | 139.5773 | 209.3659 | 1.2227 | 0 | 0 | 0 | 0
Low-grade industrial/ commercial - supermarkets | Large Food Stores (750 - 2500m2) | Supermarket 2677 | 23 | 2593.75 | 316 | 819.625 | 139.5821 | 209.3732 | 1.2227 | 0 | 0 | 0 | 0
Low-grade industrial/ commercial - supermarkets | Hypermarkets/Superstores (over 2500m2) | Supermarket 2678 | 23 | 2595.8 | 316 | 820.2728 | 139.6925 | 209.5387 | 1.2237 | 0 | 0 | 0 | 0
Low-grade industrial/ commercial - supermarkets | Hypermarkets/Superstores (over 2500m2) | Supermarket 2679 | 23 | 2600 | 316 | 821.6 | 139.9185 | 209.8777 | 1.2257 | 0 | 0 | 0 | 0
Low-grade industrial/ commercial - supermarkets | Hypermarkets/Superstores (over 2500m2) | Supermarket 2680 | 23 | 2601.55 | 316 | 822.0898 | 140.0019 | 210.0028 | 1.2264 | 0 | 0 | 0 | 0
Low-grade industrial/ commercial - supermarkets | Hypermarkets/Superstores (over 2500m2) | Supermarket 2681 | 23 | 2602.1 | 316 | 822.2636 | 140.0315 | 210.0472 | 1.2267 | 0 | 0 | 0 | 0
Low-grade industrial/ commercial - supermarkets | Hypermarkets/Superstores (over 2500m2) | Supermarket 2682 | 23 | 2605.4 | 316 | 823.3064 | 140.2091 | 210.3136 | 1.2282 | 0 | 0 | 0 | 0
Low-grade industrial/ commercial - supermarkets | Hypermarkets/Superstores (over 2500m2) | Supermarket 2683 | 23 | 2613.42 | 316 | 825.8407 | 140.6407 | 210.961 | 1.232 | 0 | 0 | 0 | 0
Low-grade industrial/ commercial - supermarkets | Hypermarkets/Superstores (over 2500m2) | Supermarket 2684 | 23 | 2618.3 | 316 | 827.3828 | 140.9033 | 211.3549 | 1.2343 | 0 | 0 | 0 | 0
Low-grade industrial/ commercial - supermarkets | Hypermarkets/Superstores (over 2500m2) | Supermarket 2685 | 23 | 2618.69 | 316 | 827.506 | 140.9243 | 211.3864 | 1.2345 | 0 | 0 | 0 | 0
Low-grade industrial/ commercial - supermarkets | Large Food Stores (750 - 2500m2) | Supermarket 2686 | 23 | 2619.04 | 316 | 827.6166 | 140.9431 | 211.4147 | 1.2347 | 0 | 0 | 0 | 0
Low-grade industrial/ commercial - supermarkets | Hypermarkets/Superstores (over 2500m2) | Supermarket 2687 | 23 | 2620.6 | 316 | 828.1096 | 141.0271 | 211.5406 | 1.2354 | 0 | 0 | 0 | 0
Low-grade industrial/ commercial - supermarkets | Hypermarkets/Superstores (over 2500m2) | Supermarket 2688 | 23 | 2621 | 316 | 828.236 | 141.0486 | 211.5729 | 1.2356 | 0 | 0 | 0 | 0
Low-grade industrial/ commercial - supermarkets | Hypermarkets/Superstores (over 2500m2) | Supermarket 2689 | 23 | 2621.68 | 316 | 828.4509 | 141.0852 | 211.6278 | 1.2359 | 0 | 0 | 0 | 0
Low-grade industrial/ commercial - supermarkets | Hypermarkets/Superstores (over 2500m2) | Supermarket 2690 | 23 | 2622.3 | 316 | 828.6468 | 141.1186 | 211.6778 | 1.2362 | 0 | 0 | 0 | 0
Low-grade industrial/ commercial - supermarkets | Hypermarkets/Superstores (over 2500m2) | Supermarket 2691 | 23 | 2623 | 316 | 828.868 | 141.1562 | 211.7343 | 1.2365 | 0 | 0 | 0 | 0
Low-grade industrial/ commercial - supermarkets | Large Food Stores (750 - 2500m2) | Supermarket 2692 | 23 | 2623.44 | 316 | 829.007 | 141.1799 | 211.7698 | 1.2367 | 0 | 0 | 0 | 0
Low-grade industrial/ commercial - supermarkets | Hypermarkets/Superstores (over 2500m2) | Supermarket 2693 | 23 | 2627 | 316 | 830.132 | 141.3715 | 212.0572 | 1.2384 | 0 | 0 | 0 | 0
Low-grade industrial/ commercial - supermarkets | Hypermarkets/Superstores (over 2500m2) | Supermarket 2694 | 23 | 2627.6 | 316 | 830.3216 | 141.4038 | 212.1057 | 1.2387 | 0 | 0 | 0 | 0
Low-grade industrial/ commercial - supermarkets | Hypermarkets/Superstores (over 2500m2) | Supermarket 2695 | 23 | 2632 | 316 | 831.712 | 141.6406 | 212.4608 | 1.2408 | 0 | 0 | 0 | 0
Low-grade industrial/ commercial - supermarkets | Hypermarkets/Superstores (over 2500m2) | Supermarket 2696 | 23 | 2632.3 | 316 | 831.8068 | 141.6567 | 212.485 | 1.2409 | 0 | 0 | 0 | 0
Low-grade industrial/ commercial - supermarkets | Hypermarkets/Superstores (over 2500m2) | Supermarket 2697 | 23 | 2637 | 316 | 833.292 | 141.9096 | 212.8644 | 1.2431 | 0 | 0 | 0 | 0
Low-grade industrial/ commercial - supermarkets | Hypermarkets/Superstores (over 2500m2) | Supermarket 2698 | 23 | 2638.63 | 316 | 833.8071 | 141.9973 | 212.996 | 1.2439 | 0 | 0 | 0 | 0
Low-grade industrial/ commercial - supermarkets | Hypermarkets/Superstores (over 2500m2) | Supermarket 2699 | 23 | 2639.1 | 316 | 833.9556 | 142.0226 | 213.034 | 1.2441 | 0 | 0 | 0 | 0
Low-grade industrial/ commercial - supermarkets | Hypermarkets/Superstores (over 2500m2) | Supermarket 2700 | 23 | 2639.8 | 316 | 834.1768 | 142.0603 | 213.0905 | 1.2444 | 0 | 0 | 0 | 0
Low-grade industrial/ commercial - supermarkets | Hypermarkets/Superstores (over 2500m2) | Supermarket 2701 | 23 | 2640.28 | 316 | 834.3285 | 142.0861 | 213.1292 | 1.2447 | 0 | 0 | 0 | 0
Low-grade industrial/ commercial - supermarkets | Hypermarkets/Superstores (over 2500m2) | Supermarket 2702 | 23 | 2644 | 316 | 835.504 | 142.2863 | 213.4295 | 1.2464 | 0 | 0 | 0 | 0
Low-grade industrial/ commercial - supermarkets | Hypermarkets/Superstores (over 2500m2) | Supermarket 2703 | 23 | 2645.4 | 316 | 835.9464 | 142.3617 | 213.5425 | 1.2471 | 0 | 0 | 0 | 0
Low-grade industrial/ commercial - supermarkets | Hypermarkets/Superstores (over 2500m2) | Supermarket 2704 | 23 | 2646.03 | 316 | 836.1455 | 142.3956 | 213.5934 | 1.2474 | 0 | 0 | 0 | 0
Low-grade industrial/ commercial - supermarkets | Hypermarkets/Superstores (over 2500m2) | Supermarket 2705 | 23 | 2648.8 | 316 | 837.0208 | 142.5446 | 213.817 | 1.2487 | 0 | 0 | 0 | 0
Low-grade industrial/ commercial - supermarkets | Hypermarkets/Superstores (over 2500m2) | Supermarket 2706 | 23 | 2650 | 316 | 837.4 | 142.6092 | 213.9138 | 1.2493 | 0 | 0 | 0 | 0
Low-grade industrial/ commercial - supermarkets | Hypermarkets/Superstores (over 2500m2) | Supermarket 2707 | 23 | 2650.48 | 316 | 837.5517 | 142.6351 | 213.9526 | 1.2495 | 0 | 0 | 0 | 0
Low-grade industrial/ commercial - supermarkets | Hypermarkets/Superstores (over 2500m2) | Supermarket 2708 | 23 | 2651 | 316 | 837.716 | 142.663 | 213.9946 | 1.2497 | 0 | 0 | 0 | 0
Low-grade industrial/ commercial - supermarkets | Hypermarkets/Superstores (over 2500m2) | Supermarket 2709 | 23 | 2652.5 | 316 | 838.19 | 142.7438 | 214.1156 | 1.2504 | 0 | 0 | 0 | 0
Low-grade industrial/ commercial - supermarkets | Hypermarkets/Superstores (over 2500m2) | Supermarket 2710 | 23 | 2653.3 | 316 | 838.4428 | 142.7868 | 214.1802 | 1.2508 | 0 | 0 | 0 | 0
Low-grade industrial/ commercial - supermarkets | Hypermarkets/Superstores (over 2500m2) | Supermarket 2711 | 23 | 2654.85 | 316 | 838.9326 | 142.8702 | 214.3053 | 1.2515 | 0 | 0 | 0 | 0
Low-grade industrial/ commercial - supermarkets | Hypermarkets/Superstores (over 2500m2) | Supermarket 2712 | 23 | 2655.6 | 316 | 839.1696 | 142.9106 | 214.3659 | 1.2519 | 0 | 0 | 0 | 0
Low-grade industrial/ commercial - supermarkets | Hypermarkets/Superstores (over 2500m2) | Supermarket 2713 | 23 | 2656 | 316 | 839.296 | 142.9321 | 214.3982 | 1.2521 | 0 | 0 | 0 | 0
Low-grade industrial/ commercial - supermarkets | Hypermarkets/Superstores (over 2500m2) | Supermarket 2714 | 23 | 2656.8 | 316 | 839.5488 | 142.9752 | 214.4627 | 1.2525 | 0 | 0 | 0 | 0
Low-grade industrial/ commercial - supermarkets | Hypermarkets/Superstores (over 2500m2) | Supermarket 2715 | 23 | 2657.04 | 316 | 839.6246 | 142.9881 | 214.4821 | 1.2526 | 0 | 0 | 0 | 0
Low-grade industrial/ commercial - supermarkets | Hypermarkets/Superstores (over 2500m2) | Supermarket 2716 | 23 | 2666.33 | 316 | 842.5603 | 143.488 | 215.232 | 1.257 | 0 | 0 | 0 | 0
Low-grade industrial/ commercial - supermarkets | Hypermarkets/Superstores (over 2500m2) | Supermarket 2717 | 23 | 2669 | 316 | 843.404 | 143.6317 | 215.4476 | 1.2582 | 0 | 0 | 0 | 0
Low-grade industrial/ commercial - supermarkets | Hypermarkets/Superstores (over 2500m2) | Supermarket 2718 | 23 | 2670.6 | 316 | 843.9096 | 143.7178 | 215.5767 | 1.259 | 0 | 0 | 0 | 0
Low-grade industrial/ commercial - supermarkets | Hypermarkets/Superstores (over 2500m2) | Supermarket 2719 | 23 | 2671.8625 | 316 | 844.3085 | 143.7857 | 215.6786 | 1.2596 | 0 | 0 | 0 | 0
Low-grade industrial/ commercial - supermarkets | Hypermarkets/Superstores (over 2500m2) | Supermarket 2720 | 23 | 2677.2 | 316 | 845.9952 | 144.073 | 216.1095 | 1.2621 | 0 | 0 | 0 | 0
Low-grade industrial/ commercial - supermarkets | Departmental and Walk Round Stores (Large) | Supermarket 2721 | 23 | 2678 | 316 | 846.248 | 144.116 | 216.1741 | 1.2625 | 0 | 0 | 0 | 0
Low-grade industrial/ commercial - supermarkets | Hypermarkets/Superstores (over 2500m2) | Supermarket 2722 | 23 | 2678 | 316 | 846.248 | 144.116 | 216.1741 | 1.2625 | 0 | 0 | 0 | 0
Low-grade industrial/ commercial - supermarkets | Hypermarkets/Superstores (over 2500m2) | Supermarket 2723 | 23 | 2678.5 | 316 | 846.406 | 144.1429 | 216.2144 | 1.2627 | 0 | 0 | 0 | 0
Low-grade industrial/ commercial - supermarkets | Hypermarkets/Superstores (over 2500m2) | Supermarket 2724 | 23 | 2678.78 | 316 | 846.4945 | 144.158 | 216.237 | 1.2628 | 0 | 0 | 0 | 0
Low-grade industrial/ commercial - supermarkets | Hypermarkets/Superstores (over 2500m2) | Supermarket 2725 | 23 | 2679.16 | 316 | 846.6146 | 144.1785 | 216.2677 | 1.263 | 0 | 0 | 0 | 0
Low-grade industrial/ commercial - supermarkets | Hypermarkets/Superstores (over 2500m2) | Supermarket 2726 | 23 | 2680 | 316 | 846.88 | 144.2237 | 216.3355 | 1.2634 | 0 | 0 | 0 | 0
Low-grade industrial/ commercial - supermarkets | Hypermarkets/Superstores (over 2500m2) | Supermarket 2727 | 23 | 2684.29 | 316 | 848.2356 | 144.4545 | 216.6818 | 1.2654 | 0 | 0 | 0 | 0
Low-grade industrial/ commercial - supermarkets | Hypermarkets/Superstores (over 2500m2) | Supermarket 2728 | 23 | 2685.7 | 316 | 848.6812 | 144.5304 | 216.7956 | 1.2661 | 0 | 0 | 0 | 0
Low-grade industrial/ commercial - supermarkets | Hypermarkets/Superstores (over 2500m2) | Supermarket 2729 | 23 | 2688 | 316 | 849.408 | 144.6542 | 216.9813 | 1.2672 | 0 | 0 | 0 | 0
Low-grade industrial/ commercial - supermarkets | Hypermarkets/Superstores (over 2500m2) | Supermarket 2730 | 23 | 2688.24 | 316 | 849.4838 | 144.6671 | 217.0006 | 1.2673 | 0 | 0 | 0 | 0
Low-grade industrial/ commercial - supermarkets | Hypermarkets/Superstores (over 2500m2) | Supermarket 2731 | 23 | 2688.4 | 316 | 849.5344 | 144.6757 | 217.0136 | 1.2674 | 0 | 0 | 0 | 0
Low-grade industrial/ commercial - supermarkets | Hypermarkets/Superstores (over 2500m2) | Supermarket 2732 | 23 | 2691 | 316 | 850.356 | 144.8156 | 217.2234 | 1.2686 | 0 | 0 | 0 | 0
Low-grade industrial/ commercial - supermarkets | Hypermarkets/Superstores (over 2500m2) | Supermarket 2733 | 23 | 2692 | 316 | 850.672 | 144.8694 | 217.3042 | 1.2691 | 0 | 0 | 0 | 0
Low-grade industrial/ commercial - supermarkets | Hypermarkets/Superstores (over 2500m2) | Supermarket 2734 | 23 | 2694.7 | 316 | 851.5252 | 145.0147 | 217.5221 | 1.2703 | 0 | 0 | 0 | 0
Low-grade industrial/ commercial - supermarkets | Hypermarkets/Superstores (over 2500m2) | Supermarket 2735 | 23 | 2696.2 | 316 | 851.9992 | 145.0955 | 217.6432 | 1.271 | 0 | 0 | 0 | 0
Low-grade industrial/ commercial - supermarkets | Hypermarkets/Superstores (over 2500m2) | Supermarket 2736 | 23 | 2697.2 | 316 | 852.3152 | 145.1493 | 217.7239 | 1.2715 | 0 | 0 | 0 | 0
Low-grade industrial/ commercial - supermarkets | Hypermarkets/Superstores (over 2500m2) | Supermarket 2737 | 23 | 2699.41 | 316 | 853.0136 | 145.2682 | 217.9023 | 1.2725 | 0 | 0 | 0 | 0
Low-grade industrial/ commercial - supermarkets | Hypermarkets/Superstores (over 2500m2) | Supermarket 2738 | 23 | 2700.15 | 316 | 853.2474 | 145.308 | 217.962 | 1.2729 | 0 | 0 | 0 | 0
Low-grade industrial/ commercial - supermarkets | Large Food Stores (750 - 2500m2) | Supermarket 2739 | 23 | 2700.51 | 316 | 853.3612 | 145.3274 | 217.9911 | 1.2731 | 0 | 0 | 0 | 0
Low-grade industrial/ commercial - supermarkets | Large Food Stores (750 - 2500m2) | Supermarket 2740 | 23 | 2703 | 316 | 854.148 | 145.4614 | 218.1921 | 1.2742 | 0 | 0 | 0 | 0
Low-grade industrial/ commercial - supermarkets | Hypermarkets/Superstores (over 2500m2) | Supermarket 2741 | 23 | 2704 | 316 | 854.464 | 145.5152 | 218.2728 | 1.2747 | 0 | 0 | 0 | 0
Low-grade industrial/ commercial - supermarkets | Hypermarkets/Superstores (over 2500m2) | Supermarket 2742 | 23 | 2711.1 | 316 | 856.7076 | 145.8973 | 218.846 | 1.2781 | 0 | 0 | 0 | 0
Low-grade industrial/ commercial - supermarkets | Hypermarkets/Superstores (over 2500m2) | Supermarket 2743 | 23 | 2712.8 | 316 | 857.2448 | 145.9888 | 218.9832 | 1.2789 | 0 | 0 | 0 | 0
Low-grade industrial/ commercial - supermarkets | Hypermarkets/Superstores (over 2500m2) | Supermarket 2744 | 23 | 2714.82 | 316 | 857.8831 | 146.0975 | 219.1462 | 1.2798 | 0 | 0 | 0 | 0
Low-grade industrial/ commercial - supermarkets | Large Food Stores (750 - 2500m2) | Supermarket 2745 | 23 | 2715.05 | 316 | 857.9558 | 146.1099 | 219.1648 | 1.2799 | 0 | 0 | 0 | 0
Low-grade industrial/ commercial - supermarkets | Hypermarkets/Superstores (over 2500m2) | Supermarket 2746 | 23 | 2715.45 | 316 | 858.0822 | 146.1314 | 219.1971 | 1.2801 | 0 | 0 | 0 | 0
Low-grade industrial/ commercial - supermarkets | Hypermarkets/Superstores (over 2500m2) | Supermarket 2747 | 23 | 2717 | 316 | 858.572 | 146.2148 | 219.3222 | 1.2808 | 0 | 0 | 0 | 0
Low-grade industrial/ commercial - supermarkets | Hypermarkets/Superstores (over 2500m2) | Supermarket 2748 | 23 | 2718.68 | 316 | 859.1029 | 146.3052 | 219.4578 | 1.2816 | 0 | 0 | 0 | 0
Low-grade industrial/ commercial - supermarkets | Hypermarkets/Superstores (over 2500m2) | Supermarket 2749 | 23 | 2721 | 316 | 859.836 | 146.4301 | 219.6451 | 1.2827 | 0 | 0 | 0 | 0
Low-grade industrial/ commercial - supermarkets | Hypermarkets/Superstores (over 2500m2) | Supermarket 2750 | 23 | 2724.3 | 316 | 860.8788 | 146.6077 | 219.9115 | 1.2843 | 0 | 0 | 0 | 0
Low-grade industrial/ commercial - supermarkets | Hypermarkets/Superstores (over 2500m2) | Supermarket 2751 | 23 | 2726.1 | 316 | 861.4476 | 146.7045 | 220.0568 | 1.2851 | 0 | 0 | 0 | 0
Low-grade industrial/ commercial - supermarkets | Large Food Stores (750 - 2500m2) | Supermarket 2752 | 23 | 2731.13 | 316 | 863.0371 | 146.9752 | 220.4628 | 1.2875 | 0 | 0 | 0 | 0
Low-grade industrial/ commercial - supermarkets | Retail Warehouses and Foodstores | Supermarket 2753 | 23 | 2731.8875 | 316 | 863.2765 | 147.016 | 220.524 | 1.2879 | 0 | 0 | 0 | 0
Low-grade industrial/ commercial - supermarkets | Hypermarkets/Superstores (over 2500m2) | Supermarket 2754 | 23 | 2733.2 | 316 | 863.6912 | 147.0866 | 220.6299 | 1.2885 | 0 | 0 | 0 | 0
Low-grade industrial/ commercial - supermarkets | Hypermarkets/Superstores (over 2500m2) | Supermarket 2755 | 23 | 2740 | 316 | 865.84 | 147.4526 | 221.1788 | 1.2917 | 0 | 0 | 0 | 0
Low-grade industrial/ commercial - supermarkets | Hypermarkets/Superstores (over 2500m2) | Supermarket 2756 | 23 | 2742.04 | 316 | 866.4846 | 147.5623 | 221.3435 | 1.2926 | 0 | 0 | 0 | 0
Low-grade industrial/ commercial - supermarkets | Hypermarkets/Superstores (over 2500m2) | Supermarket 2757 | 23 | 2743.3 | 316 | 866.8828 | 147.6301 | 221.4452 | 1.2932 | 0 | 0 | 0 | 0
Low-grade industrial/ commercial - supermarkets | Hypermarkets/Superstores (over 2500m2) | Supermarket 2758 | 23 | 2747.8 | 316 | 868.3048 | 147.8723 | 221.8085 | 1.2954 | 0 | 0 | 0 | 0
Low-grade industrial/ commercial - supermarkets | Hypermarkets/Superstores (over 2500m2) | Supermarket 2759 | 23 | 2748.02 | 316 | 868.3743 | 147.8841 | 221.8262 | 1.2955 | 0 | 0 | 0 | 0
Low-grade industrial/ commercial - supermarkets | Hypermarkets/Superstores (over 2500m2) | Supermarket 2760 | 23 | 2753.33 | 316 | 870.0523 | 148.1699 | 222.2549 | 1.298 | 0 | 0 | 0 | 0
Low-grade industrial/ commercial - supermarkets | Large Shops (Over 1850m2) | Supermarket 2761 | 23 | 2755.45 | 316 | 870.7222 | 148.284 | 222.426 | 1.299 | 0 | 0 | 0 | 0
Low-grade industrial/ commercial - supermarkets | Hypermarkets/Superstores (over 2500m2) | Supermarket 2762 | 23 | 2757.1 | 316 | 871.2436 | 148.3728 | 222.5592 | 1.2997 | 0 | 0 | 0 | 0
Low-grade industrial/ commercial - supermarkets | Hypermarkets/Superstores (over 2500m2) | Supermarket 2763 | 23 | 2757.7 | 316 | 871.4332 | 148.4051 | 222.6076 | 1.3 | 0 | 0 | 0 | 0
Low-grade industrial/ commercial - supermarkets | Hypermarkets/Superstores (over 2500m2) | Supermarket 2764 | 23 | 2758 | 316 | 871.528 | 148.4212 | 222.6318 | 1.3002 | 0 | 0 | 0 | 0
Low-grade industrial/ commercial - supermarkets | Hypermarkets/Superstores (over 2500m2) | Supermarket 2765 | 23 | 2759 | 316 | 871.844 | 148.475 | 222.7125 | 1.3006 | 0 | 0 | 0 | 0
Low-grade industrial/ commercial - supermarkets | Hypermarkets/Superstores (over 2500m2) | Supermarket 2766 | 23 | 2759.56 | 316 | 872.021 | 148.5052 | 222.7578 | 1.3009 | 0 | 0 | 0 | 0
Low-grade industrial/ commercial - supermarkets | Hypermarkets/Superstores (over 2500m2) | Supermarket 2767 | 23 | 2760.06 | 316 | 872.179 | 148.5321 | 222.7981 | 1.3011 | 0 | 0 | 0 | 0
Low-grade industrial/ commercial - supermarkets | Hypermarkets/Superstores (over 2500m2) | Supermarket 2768 | 23 | 2760.8 | 316 | 872.4128 | 148.5719 | 222.8578 | 1.3015 | 0 | 0 | 0 | 0
Low-grade industrial/ commercial - supermarkets | Hypermarkets/Superstores (over 2500m2) | Supermarket 2769 | 23 | 2762.02 | 316 | 872.7983 | 148.6376 | 222.9563 | 1.3021 | 0 | 0 | 0 | 0
Low-grade industrial/ commercial - supermarkets | Hypermarkets/Superstores (over 2500m2) | Supermarket 2770 | 23 | 2763.7 | 316 | 873.3292 | 148.728 | 223.0919 | 1.3029 | 0 | 0 | 0 | 0
Low-grade industrial/ commercial - supermarkets | Hypermarkets/Superstores (over 2500m2) | Supermarket 2771 | 23 | 2763.83 | 316 | 873.3703 | 148.735 | 223.1024 | 1.3029 | 0 | 0 | 0 | 0
Low-grade industrial/ commercial - supermarkets | Hypermarkets/Superstores (over 2500m2) | Supermarket 2772 | 23 | 2765 | 316 | 873.74 | 148.7979 | 223.1969 | 1.3035 | 0 | 0 | 0 | 0
Low-grade industrial/ commercial - supermarkets | Hypermarkets/Superstores (over 2500m2) | Supermarket 2773 | 23 | 2766.2 | 316 | 874.1192 | 148.8625 | 223.2937 | 1.304 | 0 | 0 | 0 | 0
Low-grade industrial/ commercial - supermarkets | Hypermarkets/Superstores (over 2500m2) | Supermarket 2774 | 23 | 2766.24 | 316 | 874.1318 | 148.8647 | 223.297 | 1.3041 | 0 | 0 | 0 | 0
Low-grade industrial/ commercial - supermarkets | Hypermarkets/Superstores (over 2500m2) | Supermarket 2775 | 23 | 2767.34 | 316 | 874.4794 | 148.9238 | 223.3858 | 1.3046 | 0 | 0 | 0 | 0
Low-grade industrial/ commercial - supermarkets | Hypermarkets/Superstores (over 2500m2) | Supermarket 2776 | 23 | 2777.28 | 316 | 877.6205 | 149.4588 | 224.1882 | 1.3093 | 0 | 0 | 0 | 0
Low-grade industrial/ commercial - supermarkets | Hypermarkets/Superstores (over 2500m2) | Supermarket 2777 | 23 | 2778.2 | 316 | 877.9112 | 149.5083 | 224.2624 | 1.3097 | 0 | 0 | 0 | 0
Low-grade industrial/ commercial - supermarkets | Hypermarkets/Superstores (over 2500m2) | Supermarket 2778 | 23 | 2778.58 | 316 | 878.0313 | 149.5287 | 224.2931 | 1.3099 | 0 | 0 | 0 | 0
Low-grade industrial/ commercial - supermarkets | Hypermarkets/Superstores (over 2500m2) | Supermarket 2779 | 23 | 2781.11 | 316 | 878.8308 | 149.6649 | 224.4973 | 1.3111 | 0 | 0 | 0 | 0
Low-grade industrial/ commercial - supermarkets | Hypermarkets/Superstores (over 2500m2) | Supermarket 2780 | 23 | 2781.7 | 316 | 879.0172 | 149.6966 | 224.5449 | 1.3113 | 0 | 0 | 0 | 0
Low-grade industrial/ commercial - supermarkets | Hypermarkets/Superstores (over 2500m2) | Supermarket 2781 | 23 | 2787 | 316 | 880.692 | 149.9818 | 224.9728 | 1.3138 | 0 | 0 | 0 | 0
Low-grade industrial/ commercial - supermarkets | Hypermarkets/Superstores (over 2500m2) | Supermarket 2782 | 23 | 2787.62 | 316 | 880.8879 | 150.0152 | 225.0228 | 1.3141 | 0 | 0 | 0 | 0
Low-grade industrial/ commercial - supermarkets | Large Food Stores (750 - 2500m2) | Supermarket 2783 | 23 | 2790 | 316 | 881.64 | 150.1433 | 225.2149 | 1.3153 | 0 | 0 | 0 | 0
Low-grade industrial/ commercial - supermarkets | Hypermarkets/Superstores (over 2500m2) | Supermarket 2784 | 23 | 2790.82 | 316 | 881.8991 | 150.1874 | 225.2811 | 1.3156 | 0 | 0 | 0 | 0
Low-grade industrial/ commercial - supermarkets | Hypermarkets/Superstores (over 2500m2) | Supermarket 2785 | 23 | 2791 | 316 | 881.956 | 150.1971 | 225.2957 | 1.3157 | 0 | 0 | 0 | 0
Low-grade industrial/ commercial - supermarkets | Hypermarkets/Superstores (over 2500m2) | Supermarket 2786 | 23 | 2792 | 316 | 882.272 | 150.2509 | 225.3764 | 1.3162 | 0 | 0 | 0 | 0
Low-grade industrial/ commercial - supermarkets | Hypermarkets/Superstores (over 2500m2) | Supermarket 2787 | 23 | 2793.86 | 316 | 882.8598 | 150.351 | 225.5265 | 1.3171 | 0 | 0 | 0 | 0
Low-grade industrial/ commercial - supermarkets | Hypermarkets/Superstores (over 2500m2) | Supermarket 2788 | 23 | 2795.57 | 316 | 883.4001 | 150.443 | 225.6646 | 1.3179 | 0 | 0 | 0 | 0
Low-grade industrial/ commercial - supermarkets | Departmental and Walk Round Stores (Large) | Supermarket 2789 | 23 | 2800 | 316 | 884.8 | 150.6814 | 226.0222 | 1.32 | 0 | 0 | 0 | 0
Low-grade industrial/ commercial - supermarkets | Hypermarkets/Superstores (over 2500m2) | Supermarket 2790 | 23 | 2800.25 | 316 | 884.879 | 150.6949 | 226.0423 | 1.3201 | 0 | 0 | 0 | 0
Low-grade industrial/ commercial - supermarkets | Hypermarkets/Superstores (over 2500m2) | Supermarket 2791 | 23 | 2801 | 316 | 885.116 | 150.7353 | 226.1029 | 1.3204 | 0 | 0 | 0 | 0
Low-grade industrial/ commercial - supermarkets | Hypermarkets/Superstores (over 2500m2) | Supermarket 2792 | 23 | 2807.98 | 316 | 887.3217 | 151.1109 | 226.6663 | 1.3237 | 0 | 0 | 0 | 0
Low-grade industrial/ commercial - supermarkets | Hypermarkets/Superstores (over 2500m2) | Supermarket 2793 | 23 | 2808.4 | 316 | 887.4544 | 151.1335 | 226.7002 | 1.3239 | 0 | 0 | 0 | 0
Low-grade industrial/ commercial - supermarkets | Hypermarkets/Superstores (over 2500m2) | Supermarket 2794 | 23 | 2810.74 | 316 | 888.1938 | 151.2594 | 226.8891 | 1.325 | 0 | 0 | 0 | 0
Low-grade industrial/ commercial - supermarkets | Hypermarkets/Superstores (over 2500m2) | Supermarket 2795 | 23 | 2812 | 316 | 888.592 | 151.3272 | 226.9908 | 1.3256 | 0 | 0 | 0 | 0
Low-grade industrial/ commercial - supermarkets | Hypermarkets/Superstores (over 2500m2) | Supermarket 2796 | 23 | 2820 | 316 | 891.12 | 151.7577 | 227.6366 | 1.3294 | 0 | 0 | 0 | 0
Low-grade industrial/ commercial - supermarkets | Hypermarkets/Superstores (over 2500m2) | Supermarket 2797 | 23 | 2820.1 | 316 | 891.1516 | 151.7631 | 227.6447 | 1.3294 | 0 | 0 | 0 | 0
Low-grade industrial/ commercial - supermarkets | Hypermarkets/Superstores (over 2500m2) | Supermarket 2798 | 23 | 2820.26 | 316 | 891.2022 | 151.7717 | 227.6576 | 1.3295 | 0 | 0 | 0 | 0
Low-grade industrial/ commercial - supermarkets | Hypermarkets/Superstores (over 2500m2) | Supermarket 2799 | 23 | 2823.08 | 316 | 892.0933 | 151.9235 | 227.8852 | 1.3308 | 0 | 0 | 0 | 0
Low-grade industrial/ commercial - supermarkets | Hypermarkets/Superstores (over 2500m2) | Supermarket 2800 | 23 | 2824.3 | 316 | 892.4788 | 151.9891 | 227.9837 | 1.3314 | 0 | 0 | 0 | 0
Low-grade industrial/ commercial - supermarkets | Hypermarkets/Superstores (over 2500m2) | Supermarket 2801 | 23 | 2825 | 316 | 892.7 | 152.0268 | 228.0402 | 1.3318 | 0 | 0 | 0 | 0
Low-grade industrial/ commercial - supermarkets | Hypermarkets/Superstores (over 2500m2) | Supermarket 2802 | 23 | 2825.15 | 316 | 892.7474 | 152.0349 | 228.0523 | 1.3318 | 0 | 0 | 0 | 0
Low-grade industrial/ commercial - supermarkets | Large Food Stores (750 - 2500m2) | Supermarket 2803 | 23 | 2828.3 | 316 | 893.7428 | 152.2044 | 228.3066 | 1.3333 | 0 | 0 | 0 | 0
Low-grade industrial/ commercial - supermarkets | Hypermarkets/Superstores (over 2500m2) | Supermarket 2804 | 23 | 2829.7 | 316 | 894.1852 | 152.2797 | 228.4196 | 1.334 | 0 | 0 | 0 | 0
Low-grade industrial/ commercial - supermarkets | Hypermarkets/Superstores (over 2500m2) | Supermarket 2805 | 23 | 2830 | 316 | 894.28 | 152.2959 | 228.4438 | 1.3341 | 0 | 0 | 0 | 0
Low-grade industrial/ commercial - supermarkets | Hypermarkets/Superstores (over 2500m2) | Supermarket 2806 | 23 | 2830.71 | 316 | 894.5044 | 152.3341 | 228.5011 | 1.3344 | 0 | 0 | 0 | 0
Low-grade industrial/ commercial - supermarkets | Hypermarkets/Superstores (over 2500m2) | Supermarket 2807 | 23 | 2831.7 | 316 | 894.8172 | 152.3874 | 228.5811 | 1.3349 | 0 | 0 | 0 | 0
Low-grade industrial/ commercial - supermarkets | Hypermarkets/Superstores (over 2500m2) | Supermarket 2808 | 23 | 2831.93 | 316 | 894.8899 | 152.3997 | 228.5996 | 1.335 | 0 | 0 | 0 | 0
Low-grade industrial/ commercial - supermarkets | Hypermarkets/Superstores (over 2500m2) | Supermarket 2809 | 23 | 2835 | 316 | 895.86 | 152.565 | 228.8474 | 1.3365 | 0 | 0 | 0 | 0
Low-grade industrial/ commercial - supermarkets | Hypermarkets/Superstores (over 2500m2) | Supermarket 2810 | 23 | 2836.56 | 316 | 896.353 | 152.6489 | 228.9734 | 1.3372 | 0 | 0 | 0 | 0
Low-grade industrial/ commercial - supermarkets | Hypermarkets/Superstores (over 2500m2) | Supermarket 2811 | 23 | 2839 | 316 | 897.124 | 152.7802 | 229.1703 | 1.3384 | 0 | 0 | 0 | 0
Low-grade industrial/ commercial - supermarkets | Hypermarkets/Superstores (over 2500m2) | Supermarket 2812 | 23 | 2839.3 | 316 | 897.2188 | 152.7964 | 229.1945 | 1.3385 | 0 | 0 | 0 | 0
Low-grade industrial/ commercial - supermarkets | Hypermarkets/Superstores (over 2500m2) | Supermarket 2813 | 23 | 2844.5 | 316 | 898.862 | 153.0762 | 229.6143 | 1.3409 | 0 | 0 | 0 | 0
Low-grade industrial/ commercial - supermarkets | Hypermarkets/Superstores (over 2500m2) | Supermarket 2814 | 23 | 2844.5 | 316 | 898.862 | 153.0762 | 229.6143 | 1.3409 | 0 | 0 | 0 | 0
Low-grade industrial/ commercial - supermarkets | Hypermarkets/Superstores (over 2500m2) | Supermarket 2815 | 23 | 2845 | 316 | 899.02 | 153.1031 | 229.6547 | 1.3412 | 0 | 0 | 0 | 0
Low-grade industrial/ commercial - supermarkets | Hypermarkets/Superstores (over 2500m2) | Supermarket 2816 | 23 | 2845.7 | 316 | 899.2412 | 153.1408 | 229.7112 | 1.3415 | 0 | 0 | 0 | 0
Low-grade industrial/ commercial - supermarkets | Large Shops (Over 1850m2) | Supermarket 2817 | 23 | 2851 | 316 | 900.916 | 153.426 | 230.139 | 1.344 | 0 | 0 | 0 | 0
Low-grade industrial/ commercial - supermarkets | Hypermarkets/Superstores (over 2500m2) | Supermarket 2818 | 23 | 2855.13 | 316 | 902.2211 | 153.6482 | 230.4724 | 1.346 | 0 | 0 | 0 | 0
Low-grade industrial/ commercial - supermarkets | Hypermarkets/Superstores (over 2500m2) | Supermarket 2819 | 23 | 2861.8 | 316 | 904.3288 | 154.0072 | 231.0108 | 1.3491 | 0 | 0 | 0 | 0
Low-grade industrial/ commercial - supermarkets | Hypermarkets/Superstores (over 2500m2) | Supermarket 2820 | 23 | 2864.41 | 316 | 905.1536 | 154.1477 | 231.2215 | 1.3503 | 0 | 0 | 0 | 0
Low-grade industrial/ commercial - supermarkets | Hypermarkets/Superstores (over 2500m2) | Supermarket 2821 | 23 | 2874.53 | 316 | 908.3515 | 154.6923 | 232.0384 | 1.3551 | 0 | 0 | 0 | 0
Low-grade industrial/ commercial - supermarkets | Hypermarkets/Superstores (over 2500m2) | Supermarket 2822 | 23 | 2876 | 316 | 908.816 | 154.7714 | 232.157 | 1.3558 | 0 | 0 | 0 | 0
Low-grade industrial/ commercial - supermarkets | Hypermarkets/Superstores (over 2500m2) | Supermarket 2823 | 23 | 2877.5 | 316 | 909.29 | 154.8521 | 232.2781 | 1.3565 | 0 | 0 | 0 | 0
Low-grade industrial/ commercial - supermarkets | Hypermarkets/Superstores (over 2500m2) | Supermarket 2824 | 23 | 2878.63 | 316 | 909.6471 | 154.9129 | 232.3693 | 1.357 | 0 | 0 | 0 | 0
Low-grade industrial/ commercial - supermarkets | Hypermarkets/Superstores (over 2500m2) | Supermarket 2825 | 23 | 2883 | 316 | 911.028 | 155.1481 | 232.7221 | 1.3591 | 0 | 0 | 0 | 0
Low-grade industrial/ commercial - supermarkets | Hypermarkets/Superstores (over 2500m2) | Supermarket 2826 | 23 | 2884 | 316 | 911.344 | 155.2019 | 232.8028 | 1.3596 | 0 | 0 | 0 | 0
Low-grade industrial/ commercial - supermarkets | Hypermarkets/Superstores (over 2500m2) | Supermarket 2827 | 23 | 2884.07 | 316 | 911.3661 | 155.2057 | 232.8085 | 1.3596 | 0 | 0 | 0 | 0
Low-grade industrial/ commercial - supermarkets | Hypermarkets/Superstores (over 2500m2) | Supermarket 2828 | 23 | 2885.6 | 316 | 911.8496 | 155.288 | 232.932 | 1.3603 | 0 | 0 | 0 | 0
Low-grade industrial/ commercial - supermarkets | Hypermarkets/Superstores (over 2500m2) | Supermarket 2829 | 23 | 2885.8 | 316 | 911.9128 | 155.2987 | 232.9481 | 1.3604 | 0 | 0 | 0 | 0
Low-grade industrial/ commercial - supermarkets | Hypermarkets/Superstores (over 2500m2) | Supermarket 2830 | 23 | 2886.51 | 316 | 912.1372 | 155.337 | 233.0054 | 1.3608 | 0 | 0 | 0 | 0
Low-grade industrial/ commercial - supermarkets | Hypermarkets/Superstores (over 2500m2) | Supermarket 2831 | 23 | 2888 | 316 | 912.608 | 155.4171 | 233.1257 | 1.3615 | 0 | 0 | 0 | 0
Low-grade industrial/ commercial - supermarkets | Large Food Stores (750 - 2500m2) | Supermarket 2832 | 23 | 2888.95 | 316 | 912.9082 | 155.4683 | 233.2024 | 1.3619 | 0 | 0 | 0 | 0
Low-grade industrial/ commercial - supermarkets | Hypermarkets/Superstores (over 2500m2) | Supermarket 2833 | 23 | 2891.1 | 316 | 913.5876 | 155.584 | 233.376 | 1.3629 | 0 | 0 | 0 | 0
Low-grade industrial/ commercial - supermarkets | Hypermarkets/Superstores (over 2500m2) | Supermarket 2834 | 23 | 2891.28 | 316 | 913.6445 | 155.5937 | 233.3905 | 1.363 | 0 | 0 | 0 | 0
Low-grade industrial/ commercial - supermarkets | Hypermarkets/Superstores (over 2500m2) | Supermarket 2835 | 23 | 2892.65 | 316 | 914.0774 | 155.6674 | 233.5011 | 1.3636 | 0 | 0 | 0 | 0
Low-grade industrial/ commercial - supermarkets | Hypermarkets/Superstores (over 2500m2) | Supermarket 2836 | 23 | 2895.65 | 316 | 915.0254 | 155.8288 | 233.7432 | 1.3651 | 0 | 0 | 0 | 0
Low-grade industrial/ commercial - supermarkets | Hypermarkets/Superstores (over 2500m2) | Supermarket 2837 | 23 | 2902.3 | 316 | 917.1268 | 156.1867 | 234.28 | 1.3682 | 0 | 0 | 0 | 0
Low-grade industrial/ commercial - supermarkets | Hypermarkets/Superstores (over 2500m2) | Supermarket 2838 | 23 | 2903.9 | 316 | 917.6324 | 156.2728 | 234.4092 | 1.3689 | 0 | 0 | 0 | 0
Low-grade industrial/ commercial - supermarkets | Hypermarkets/Superstores (over 2500m2) | Supermarket 2839 | 23 | 2904 | 316 | 917.664 | 156.2782 | 234.4173 | 1.369 | 0 | 0 | 0 | 0
Low-grade industrial/ commercial - supermarkets | Hypermarkets/Superstores (over 2500m2) | Supermarket 2840 | 23 | 2905 | 316 | 917.98 | 156.332 | 234.498 | 1.3695 | 0 | 0 | 0 | 0
Low-grade industrial/ commercial - supermarkets | Hypermarkets/Superstores (over 2500m2) | Supermarket 2841 | 23 | 2908.4 | 316 | 919.0544 | 156.515 | 234.7724 | 1.3711 | 0 | 0 | 0 | 0
Low-grade industrial/ commercial - supermarkets | Hypermarkets/Superstores (over 2500m2) | Supermarket 2842 | 23 | 2909.33 | 316 | 919.3483 | 156.565 | 234.8475 | 1.3715 | 0 | 0 | 0 | 0
Low-grade industrial/ commercial - supermarkets | Large Shops (Over 1850m2) | Supermarket 2843 | 23 | 2914.8 | 316 | 921.0768 | 156.8594 | 235.2891 | 1.3741 | 0 | 0 | 0 | 0
Low-grade industrial/ commercial - supermarkets | Hypermarkets/Superstores (over 2500m2) | Supermarket 2844 | 23 | 2915.9 | 316 | 921.4244 | 156.9186 | 235.3779 | 1.3746 | 0 | 0 | 0 | 0
Low-grade industrial/ commercial - supermarkets | Large Shops (Over 1850m2) | Supermarket 2845 | 23 | 2916.44 | 316 | 921.595 | 156.9476 | 235.4215 | 1.3749 | 0 | 0 | 0 | 0
Low-grade industrial/ commercial - supermarkets | Hypermarkets/Superstores (over 2500m2) | Supermarket 2846 | 23 | 2917 | 316 | 921.772 | 156.9778 | 235.4667 | 1.3751 | 0 | 0 | 0 | 0
Low-grade industrial/ commercial - supermarkets | Hypermarkets/Superstores (over 2500m2) | Supermarket 2847 | 23 | 2917.37 | 316 | 921.8889 | 156.9977 | 235.4965 | 1.3753 | 0 | 0 | 0 | 0
Low-grade industrial/ commercial - supermarkets | Hypermarkets/Superstores (over 2500m2) | Supermarket 2848 | 23 | 2918.6 | 316 | 922.2776 | 157.0639 | 235.5958 | 1.3759 | 0 | 0 | 0 | 0
Low-grade industrial/ commercial - supermarkets | Hypermarkets/Superstores (over 2500m2) | Supermarket 2849 | 23 | 2919.51 | 316 | 922.5652 | 157.1128 | 235.6693 | 1.3763 | 0 | 0 | 0 | 0
Low-grade industrial/ commercial - supermarkets | Hypermarkets/Superstores (over 2500m2) | Supermarket 2850 | 23 | 2921.67 | 316 | 923.2477 | 157.2291 | 235.8436 | 1.3773 | 0 | 0 | 0 | 0
Low-grade industrial/ commercial - supermarkets | Hypermarkets/Superstores (over 2500m2) | Supermarket 2851 | 23 | 2922.75 | 316 | 923.589 | 157.2872 | 235.9308 | 1.3778 | 0 | 0 | 0 | 0
Low-grade industrial/ commercial - supermarkets | Hypermarkets/Superstores (over 2500m2) | Supermarket 2852 | 23 | 2932.36 | 316 | 926.6258 | 157.8044 | 236.7066 | 1.3824 | 0 | 0 | 0 | 0
Low-grade industrial/ commercial - supermarkets | Hypermarkets/Superstores (over 2500m2) | Supermarket 2853 | 23 | 2937 | 316 | 928.092 | 158.0541 | 237.0811 | 1.3846 | 0 | 0 | 0 | 0
Low-grade industrial/ commercial - supermarkets | Hypermarkets/Superstores (over 2500m2) | Supermarket 2854 | 23 | 2937.8 | 316 | 928.3448 | 158.0971 | 237.1457 | 1.3849 | 0 | 0 | 0 | 0
Low-grade industrial/ commercial - supermarkets | Hypermarkets/Superstores (over 2500m2) | Supermarket 2855 | 23 | 2940.4 | 316 | 929.1664 | 158.237 | 237.3556 | 1.3862 | 0 | 0 | 0 | 0
Low-grade industrial/ commercial - supermarkets | Hypermarkets/Superstores (over 2500m2) | Supermarket 2856 | 23 | 2949.8 | 316 | 932.1368 | 158.7429 | 238.1143 | 1.3906 | 0 | 0 | 0 | 0
Low-grade industrial/ commercial - supermarkets | Hypermarkets/Superstores (over 2500m2) | Supermarket 2857 | 23 | 2955.1 | 316 | 933.8116 | 159.0281 | 238.5422 | 1.3931 | 0 | 0 | 0 | 0
Low-grade industrial/ commercial - supermarkets | Hypermarkets/Superstores (over 2500m2) | Supermarket 2858 | 23 | 2962 | 316 | 935.992 | 159.3994 | 239.0992 | 1.3963 | 0 | 0 | 0 | 0
Low-grade industrial/ commercial - supermarkets | Hypermarkets/Superstores (over 2500m2) | Supermarket 2859 | 23 | 2965.8 | 316 | 937.1928 | 159.6039 | 239.4059 | 1.3981 | 0 | 0 | 0 | 0
Low-grade industrial/ commercial - supermarkets | Hypermarkets/Superstores (over 2500m2) | Supermarket 2860 | 23 | 2967.25 | 316 | 937.651 | 159.682 | 239.5229 | 1.3988 | 0 | 0 | 0 | 0
Low-grade industrial/ commercial - supermarkets | Hypermarkets/Superstores (over 2500m2) | Supermarket 2861 | 23 | 2970.63 | 316 | 938.7191 | 159.8639 | 239.7958 | 1.4004 | 0 | 0 | 0 | 0
Low-grade industrial/ commercial - supermarkets | Hypermarkets/Superstores (over 2500m2) | Supermarket 2862 | 23 | 2975.65 | 316 | 940.3054 | 160.134 | 240.201 | 1.4028 | 0 | 0 | 0 | 0
Low-grade industrial/ commercial - supermarkets | Hypermarkets/Superstores (over 2500m2) | Supermarket 2863 | 23 | 2976.59 | 316 | 940.6024 | 160.1846 | 240.2769 | 1.4032 | 0 | 0 | 0 | 0
Low-grade industrial/ commercial - supermarkets | Hypermarkets/Superstores (over 2500m2) | Supermarket 2864 | 23 | 2978.77 | 316 | 941.2913 | 160.3019 | 240.4529 | 1.4042 | 0 | 0 | 0 | 0
Low-grade industrial/ commercial - supermarkets | Hypermarkets/Superstores (over 2500m2) | Supermarket 2865 | 23 | 2979.36 | 316 | 941.4778 | 160.3337 | 240.5005 | 1.4045 | 0 | 0 | 0 | 0
Low-grade industrial/ commercial - supermarkets | Hypermarkets/Superstores (over 2500m2) | Supermarket 2866 | 23 | 2980 | 316 | 941.68 | 160.3681 | 240.5522 | 1.4048 | 0 | 0 | 0 | 0
Low-grade industrial/ commercial - supermarkets | Hypermarkets/Superstores (over 2500m2) | Supermarket 2867 | 23 | 2985.3 | 316 | 943.3548 | 160.6533 | 240.98 | 1.4073 | 0 | 0 | 0 | 0
Low-grade industrial/ commercial - supermarkets | Hypermarkets/Superstores (over 2500m2) | Supermarket 2868 | 23 | 2985.3 | 316 | 943.3548 | 160.6533 | 240.98 | 1.4073 | 0 | 0 | 0 | 0
Low-grade industrial/ commercial - supermarkets | Hypermarkets/Superstores (over 2500m2) | Supermarket 2869 | 23 | 2986.83 | 316 | 943.8383 | 160.7357 | 241.1035 | 1.408 | 0 | 0 | 0 | 0
Low-grade industrial/ commercial - supermarkets | Hypermarkets/Superstores (over 2500m2) | Supermarket 2870 | 23 | 2987.2 | 316 | 943.9552 | 160.7556 | 241.1334 | 1.4082 | 0 | 0 | 0 | 0
Low-grade industrial/ commercial - supermarkets | Hypermarkets/Superstores (over 2500m2) | Supermarket 2871 | 23 | 2990.3 | 316 | 944.9348 | 160.9224 | 241.3836 | 1.4097 | 0 | 0 | 0 | 0
Low-grade industrial/ commercial - supermarkets | Hypermarkets/Superstores (over 2500m2) | Supermarket 2872 | 23 | 2993.4 | 316 | 945.9144 | 161.0892 | 241.6338 | 1.4111 | 0 | 0 | 0 | 0
Low-grade industrial/ commercial - supermarkets | Hypermarkets/Superstores (over 2500m2) | Supermarket 2873 | 23 | 2994.9 | 316 | 946.3884 | 161.1699 | 241.7549 | 1.4118 | 0 | 0 | 0 | 0
Low-grade industrial/ commercial - supermarkets | Hypermarkets/Superstores (over 2500m2) | Supermarket 2874 | 23 | 2995.54 | 316 | 946.5906 | 161.2044 | 241.8066 | 1.4122 | 0 | 0 | 0 | 0
Low-grade industrial/ commercial - supermarkets | Large Food Stores (750 - 2500m2) | Supermarket 2875 | 23 | 2998.63 | 316 | 947.5671 | 161.3707 | 242.056 | 1.4136 | 0 | 0 | 0 | 0
Low-grade industrial/ commercial - supermarkets | Hypermarkets/Superstores (over 2500m2) | Supermarket 2876 | 23 | 2999.51 | 316 | 947.8452 | 161.418 | 242.127 | 1.414 | 0 | 0 | 0 | 0
Low-grade industrial/ commercial - supermarkets | Large Shops (Over 1850m2) | Supermarket 2877 | 23 | 3000 | 316 | 948 | 161.4444 | 242.1666 | 1.4143 | 0 | 0 | 0 | 0
Low-grade industrial/ commercial - supermarkets | Hypermarkets/Superstores (over 2500m2) | Supermarket 2878 | 23 | 3001.6 | 316 | 948.5056 | 161.5305 | 242.2958 | 1.415 | 0 | 0 | 0 | 0
Low-grade industrial/ commercial - supermarkets | Hypermarkets/Superstores (over 2500m2) | Supermarket 2879 | 23 | 3003.7 | 316 | 949.1692 | 161.6435 | 242.4653 | 1.416 | 0 | 0 | 0 | 0
Low-grade industrial/ commercial - supermarkets | Hypermarkets/Superstores (over 2500m2) | Supermarket 2880 | 23 | 3004.1 | 316 | 949.2956 | 161.665 | 242.4976 | 1.4162 | 0 | 0 | 0 | 0
Low-grade industrial/ commercial - supermarkets | Hypermarkets/Superstores (over 2500m2) | Supermarket 2881 | 23 | 3004.56 | 316 | 949.441 | 161.6898 | 242.5347 | 1.4164 | 0 | 0 | 0 | 0
Low-grade industrial/ commercial - supermarkets | Hypermarkets/Superstores (over 2500m2) | Supermarket 2882 | 23 | 3004.83 | 316 | 949.5263 | 161.7043 | 242.5565 | 1.4165 | 0 | 0 | 0 | 0
Low-grade industrial/ commercial - supermarkets | Hypermarkets/Superstores (over 2500m2) | Supermarket 2883 | 23 | 3006.8 | 316 | 950.1488 | 161.8103 | 242.7155 | 1.4175 | 0 | 0 | 0 | 0
Low-grade industrial/ commercial - supermarkets | Hypermarkets/Superstores (over 2500m2) | Supermarket 2884 | 23 | 3009.11 | 316 | 950.8788 | 161.9347 | 242.902 | 1.4185 | 0 | 0 | 0 | 0
Low-grade industrial/ commercial - supermarkets | Large Shops (Over 1850m2) | Supermarket 2885 | 23 | 3011.09 | 316 | 951.5044 | 162.0412 | 243.0618 | 1.4195 | 0 | 0 | 0 | 0
Low-grade industrial/ commercial - supermarkets | Hypermarkets/Superstores (over 2500m2) | Supermarket 2886 | 23 | 3011.5 | 316 | 951.634 | 162.0633 | 243.0949 | 1.4197 | 0 | 0 | 0 | 0
Low-grade industrial/ commercial - supermarkets | Hypermarkets/Superstores (over 2500m2) | Supermarket 2887 | 23 | 3015 | 316 | 952.74 | 162.2516 | 243.3774 | 1.4213 | 0 | 0 | 0 | 0
Low-grade industrial/ commercial - supermarkets | Hypermarkets/Superstores (over 2500m2) | Supermarket 2888 | 23 | 3019.4 | 316 | 954.1304 | 162.4884 | 243.7326 | 1.4234 | 0 | 0 | 0 | 0
Low-grade industrial/ commercial - supermarkets | Hypermarkets/Superstores (over 2500m2) | Supermarket 2889 | 23 | 3019.81 | 316 | 954.26 | 162.5105 | 243.7657 | 1.4236 | 0 | 0 | 0 | 0
Low-grade industrial/ commercial - supermarkets | Large Food Stores (750 - 2500m2) | Supermarket 2890 | 23 | 3021.42 | 316 | 954.7687 | 162.5971 | 243.8957 | 1.4244 | 0 | 0 | 0 | 0
Low-grade industrial/ commercial - supermarkets | Hypermarkets/Superstores (over 2500m2) | Supermarket 2891 | 23 | 3024.75 | 316 | 955.821 | 162.7763 | 244.1645 | 1.4259 | 0 | 0 | 0 | 0
Low-grade industrial/ commercial - supermarkets | Hypermarkets/Superstores (over 2500m2) | Supermarket 2892 | 23 | 3030.7 | 316 | 957.7012 | 163.0965 | 244.6448 | 1.4287 | 0 | 0 | 0 | 0
Low-grade industrial/ commercial - supermarkets | Hypermarkets/Superstores (over 2500m2) | Supermarket 2893 | 23 | 3032.2 | 316 | 958.1752 | 163.1772 | 244.7659 | 1.4294 | 0 | 0 | 0 | 0
Low-grade industrial/ commercial - supermarkets | Large Shops (Over 1850m2) | Supermarket 2894 | 23 | 3035.8 | 316 | 959.3128 | 163.371 | 245.0565 | 1.4311 | 0 | 0 | 0 | 0
Low-grade industrial/ commercial - supermarkets | Large Food Stores (750 - 2500m2) | Supermarket 2895 | 23 | 3042.3 | 316 | 961.3668 | 163.7208 | 245.5811 | 1.4342 | 0 | 0 | 0 | 0
Low-grade industrial/ commercial - supermarkets | Large Shops (Over 1850m2) | Supermarket 2896 | 23 | 3044.6 | 316 | 962.0936 | 163.8445 | 245.7668 | 1.4353 | 0 | 0 | 0 | 0
Low-grade industrial/ commercial - supermarkets | Hypermarkets/Superstores (over 2500m2) | Supermarket 2897 | 23 | 3047 | 316 | 962.852 | 163.9737 | 245.9605 | 1.4364 | 0 | 0 | 0 | 0
Low-grade industrial/ commercial - supermarkets | Hypermarkets/Superstores (over 2500m2) | Supermarket 2898 | 23 | 3050.7 | 316 | 964.0212 | 164.1728 | 246.2592 | 1.4382 | 0 | 0 | 0 | 0
Low-grade industrial/ commercial - supermarkets | Hypermarkets/Superstores (over 2500m2) | Supermarket 2899 | 23 | 3051 | 316 | 964.116 | 164.189 | 246.2834 | 1.4383 | 0 | 0 | 0 | 0
Low-grade industrial/ commercial - supermarkets | Hypermarkets/Superstores (over 2500m2) | Supermarket 2900 | 23 | 3065.1 | 316 | 968.5716 | 164.9477 | 247.4216 | 1.4449 | 0 | 0 | 0 | 0
Low-grade industrial/ commercial - supermarkets | Hypermarkets/Superstores (over 2500m2) | Supermarket 2901 | 23 | 3067 | 316 | 969.172 | 165.05 | 247.575 | 1.4458 | 0 | 0 | 0 | 0
Low-grade industrial/ commercial - supermarkets | Hypermarkets/Superstores (over 2500m2) | Supermarket 2902 | 23 | 3068 | 316 | 969.488 | 165.1038 | 247.6557 | 1.4463 | 0 | 0 | 0 | 0
Low-grade industrial/ commercial - supermarkets | Hypermarkets/Superstores (over 2500m2) | Supermarket 2903 | 23 | 3068.07 | 316 | 969.5101 | 165.1076 | 247.6614 | 1.4463 | 0 | 0 | 0 | 0
Low-grade industrial/ commercial - supermarkets | Hypermarkets/Superstores (over 2500m2) | Supermarket 2904 | 23 | 3071.3 | 316 | 970.5308 | 165.2814 | 247.9221 | 1.4479 | 0 | 0 | 0 | 0
Low-grade industrial/ commercial - supermarkets | Hypermarkets/Superstores (over 2500m2) | Supermarket 2905 | 23 | 3073.58 | 316 | 971.2513 | 165.4041 | 248.1061 | 1.4489 | 0 | 0 | 0 | 0
Low-grade industrial/ commercial - supermarkets | Hypermarkets/Superstores (over 2500m2) | Supermarket 2906 | 23 | 3074.8 | 316 | 971.6368 | 165.4697 | 248.2046 | 1.4495 | 0 | 0 | 0 | 0
Low-grade industrial/ commercial - supermarkets | Hypermarkets/Superstores (over 2500m2) | Supermarket 2907 | 23 | 3074.8 | 316 | 971.6368 | 165.4697 | 248.2046 | 1.4495 | 0 | 0 | 0 | 0
Low-grade industrial/ commercial - supermarkets | Hypermarkets/Superstores (over 2500m2) | Supermarket 2908 | 23 | 3083.26 | 316 | 974.3102 | 165.925 | 248.8875 | 1.4535 | 0 | 0 | 0 | 0
Low-grade industrial/ commercial - supermarkets | Hypermarkets/Superstores (over 2500m2) | Supermarket 2909 | 23 | 3083.35 | 316 | 974.3386 | 165.9299 | 248.8948 | 1.4535 | 0 | 0 | 0 | 0
Low-grade industrial/ commercial - supermarkets | Hypermarkets/Superstores (over 2500m2) | Supermarket 2910 | 23 | 3088.2 | 316 | 975.8712 | 166.1909 | 249.2863 | 1.4558 | 0 | 0 | 0 | 0
Low-grade industrial/ commercial - supermarkets | Hypermarkets/Superstores (over 2500m2) | Supermarket 2911 | 23 | 3091 | 316 | 976.756 | 166.3415 | 249.5123 | 1.4572 | 0 | 0 | 0 | 0
Low-grade industrial/ commercial - supermarkets | Hypermarkets/Superstores (over 2500m2) | Supermarket 2912 | 23 | 3103.67 | 316 | 980.7597 | 167.0234 | 250.5351 | 1.4631 | 0 | 1 | 0 | 1.4631
Low-grade industrial/ commercial - supermarkets | Hypermarkets/Superstores (over 2500m2) | Supermarket 2913 | 23 | 3106.37 | 316 | 981.6129 | 167.1687 | 250.753 | 1.4644 | 0 | 1 | 0 | 1.4644
Low-grade industrial/ commercial - supermarkets | Shops | Supermarket 2914 | 23 | 3107.31 | 316 | 981.91 | 167.2193 | 250.8289 | 1.4648 | 0 | 1 | 0 | 1.4648
Low-grade industrial/ commercial - supermarkets | Hypermarkets/Superstores (over 2500m2) | Supermarket 2915 | 23 | 3110 | 316 | 982.76 | 167.364 | 251.046 | 1.4661 | 0 | 1 | 0 | 1.4661
Low-grade industrial/ commercial - supermarkets | Hypermarkets/Superstores (over 2500m2) | Supermarket 2916 | 23 | 3110.09 | 316 | 982.7884 | 167.3689 | 251.0533 | 1.4662 | 0 | 1 | 0 | 1.4662
Low-grade industrial/ commercial - supermarkets | Hypermarkets/Superstores (over 2500m2) | Supermarket 2917 | 23 | 3110.49 | 316 | 982.9148 | 167.3904 | 251.0856 | 1.4663 | 0 | 1 | 0 | 1.4663
Low-grade industrial/ commercial - supermarkets | Hypermarkets/Superstores (over 2500m2) | Supermarket 2918 | 23 | 3111.2 | 316 | 983.1392 | 167.4286 | 251.1429 | 1.4667 | 0 | 1 | 0 | 1.4667
Low-grade industrial/ commercial - supermarkets | Hypermarkets/Superstores (over 2500m2) | Supermarket 2919 | 23 | 3112.9 | 316 | 983.6764 | 167.5201 | 251.2801 | 1.4675 | 0 | 1 | 0 | 1.4675
Low-grade industrial/ commercial - supermarkets | Hypermarkets/Superstores (over 2500m2) | Supermarket 2920 | 23 | 3115.44 | 316 | 984.479 | 167.6568 | 251.4852 | 1.4687 | 0 | 1 | 0 | 1.4687
Low-grade industrial/ commercial - supermarkets | Hypermarkets/Superstores (over 2500m2) | Supermarket 2921 | 23 | 3119.69 | 316 | 985.822 | 167.8855 | 251.8282 | 1.4707 | 0 | 1 | 0 | 1.4707
Low-grade industrial/ commercial - supermarkets | Hypermarkets/Superstores (over 2500m2) | Supermarket 2922 | 23 | 3123.4 | 316 | 986.9944 | 168.0851 | 252.1277 | 1.4724 | 0 | 1 | 0 | 1.4724
Low-grade industrial/ commercial - supermarkets | Large Shops (Over 1850m2) | Supermarket 2923 | 23 | 3123.6 | 316 | 987.0576 | 168.0959 | 252.1439 | 1.4725 | 0 | 1 | 0 | 1.4725
Low-grade industrial/ commercial - supermarkets | Large Shops (Over 1850m2) | Supermarket 2924 | 23 | 3123.7 | 316 | 987.0892 | 168.1013 | 252.1519 | 1.4726 | 0 | 1 | 0 | 1.4726
Low-grade industrial/ commercial - supermarkets | Hypermarkets/Superstores (over 2500m2) | Supermarket 2925 | 23 | 3129.4 | 316 | 988.8904 | 168.408 | 252.6121 | 1.4753 | 0 | 1 | 0 | 1.4753
Low-grade industrial/ commercial - supermarkets | Hypermarkets/Superstores (over 2500m2) | Supermarket 2926 | 23 | 3132.2 | 316 | 989.7752 | 168.5587 | 252.8381 | 1.4766 | 0 | 1 | 0 | 1.4766
Low-grade industrial/ commercial - supermarkets | Hypermarkets/Superstores (over 2500m2) | Supermarket 2927 | 23 | 3132.3 | 316 | 989.8068 | 168.5641 | 252.8461 | 1.4766 | 0 | 1 | 0 | 1.4766
Low-grade industrial/ commercial - supermarkets | Hypermarkets/Superstores (over 2500m2) | Supermarket 2928 | 23 | 3132.83 | 316 | 989.9743 | 168.5926 | 252.8889 | 1.4769 | 0 | 1 | 0 | 1.4769
Low-grade industrial/ commercial - supermarkets | Hypermarkets/Superstores (over 2500m2) | Supermarket 2929 | 23 | 3134.2 | 316 | 990.4072 | 168.6663 | 252.9995 | 1.4775 | 0 | 1 | 0 | 1.4775
Low-grade industrial/ commercial - supermarkets | Hypermarkets/Superstores (over 2500m2) | Supermarket 2930 | 23 | 3136.22 | 316 | 991.0455 | 168.7751 | 253.1626 | 1.4785 | 0 | 1 | 0 | 1.4785
Low-grade industrial/ commercial - supermarkets | Hypermarkets/Superstores (over 2500m2) | Supermarket 2931 | 23 | 3137.25 | 316 | 991.371 | 168.8305 | 253.2457 | 1.479 | 0 | 1 | 0 | 1.479
Low-grade industrial/ commercial - supermarkets | Hypermarkets/Superstores (over 2500m2) | Supermarket 2932 | 23 | 3140 | 316 | 992.24 | 168.9785 | 253.4677 | 1.4803 | 0 | 1 | 0 | 1.4803
Low-grade industrial/ commercial - supermarkets | Hypermarkets/Superstores (over 2500m2) | Supermarket 2933 | 23 | 3141 | 316 | 992.556 | 169.0323 | 253.5484 | 1.4807 | 0 | 1 | 0 | 1.4807
Low-grade industrial/ commercial - supermarkets | Hypermarkets/Superstores (over 2500m2) | Supermarket 2934 | 23 | 3141.76 | 316 | 992.7962 | 169.0732 | 253.6098 | 1.4811 | 0 | 1 | 0 | 1.4811
Low-grade industrial/ commercial - supermarkets | Hypermarkets/Superstores (over 2500m2) | Supermarket 2935 | 23 | 3141.96 | 316 | 992.8594 | 169.0839 | 253.6259 | 1.4812 | 0 | 1 | 0 | 1.4812
Low-grade industrial/ commercial - supermarkets | Hypermarkets/Superstores (over 2500m2) | Supermarket 2936 | 23 | 3142.35 | 316 | 992.9826 | 169.1049 | 253.6574 | 1.4814 | 0 | 1 | 0 | 1.4814
Low-grade industrial/ commercial - supermarkets | Hypermarkets/Superstores (over 2500m2) | Supermarket 2937 | 23 | 3148.42 | 316 | 994.9007 | 169.4316 | 254.1474 | 1.4842 | 0 | 1 | 0 | 1.4842
Low-grade industrial/ commercial - supermarkets | Hypermarkets/Superstores (over 2500m2) | Supermarket 2938 | 23 | 3149 | 316 | 995.084 | 169.4628 | 254.1942 | 1.4845 | 0 | 1 | 0 | 1.4845
Low-grade industrial/ commercial - supermarkets | Hypermarkets/Superstores (over 2500m2) | Supermarket 2939 | 23 | 3152 | 316 | 996.032 | 169.6242 | 254.4364 | 1.4859 | 0 | 1 | 0 | 1.4859
Low-grade industrial/ commercial - supermarkets | Hypermarkets/Superstores (over 2500m2) | Supermarket 2940 | 23 | 3152.81 | 316 | 996.288 | 169.6678 | 254.5018 | 1.4863 | 0 | 1 | 0 | 1.4863
Low-grade industrial/ commercial - supermarkets | Hypermarkets/Superstores (over 2500m2) | Supermarket 2941 | 23 | 3155.02 | 316 | 996.9863 | 169.7868 | 254.6802 | 1.4873 | 0 | 1 | 0 | 1.4873
Low-grade industrial/ commercial - supermarkets | Hypermarkets/Superstores (over 2500m2) | Supermarket 2942 | 23 | 3162 | 316 | 999.192 | 170.1624 | 255.2436 | 1.4906 | 0 | 1 | 0 | 1.4906
Low-grade industrial/ commercial - supermarkets | Hypermarkets/Superstores (over 2500m2) | Supermarket 2943 | 23 | 3168.4 | 316 | 1001.2144 | 170.5068 | 255.7602 | 1.4936 | 0 | 1 | 0 | 1.4936
Low-grade industrial/ commercial - supermarkets | Hypermarkets/Superstores (over 2500m2) | Supermarket 2944 | 23 | 3170.4 | 316 | 1001.8464 | 170.6144 | 255.9217 | 1.4946 | 0 | 1 | 0 | 1.4946
Low-grade industrial/ commercial - supermarkets | Hypermarkets/Superstores (over 2500m2) | Supermarket 2945 | 23 | 3171 | 316 | 1002.036 | 170.6467 | 255.9701 | 1.4949 | 0 | 1 | 0 | 1.4949
Low-grade industrial/ commercial - supermarkets | Hypermarkets/Superstores (over 2500m2) | Supermarket 2946 | 23 | 3175.5 | 316 | 1003.458 | 170.8889 | 256.3333 | 1.497 | 0 | 1 | 0 | 1.497
Low-grade industrial/ commercial - supermarkets | Hypermarkets/Superstores (over 2500m2) | Supermarket 2947 | 23 | 3176.5 | 316 | 1003.774 | 170.9427 | 256.4141 | 1.4975 | 0 | 1 | 0 | 1.4975
Low-grade industrial/ commercial - supermarkets | Hypermarkets/Superstores (over 2500m2) | Supermarket 2948 | 23 | 3177.47 | 316 | 1004.0805 | 170.9949 | 256.4924 | 1.4979 | 0 | 1 | 0 | 1.4979
Low-grade industrial/ commercial - supermarkets | Hypermarkets/Superstores (over 2500m2) | Supermarket 2949 | 23 | 3181.7 | 316 | 1005.4172 | 171.2225 | 256.8338 | 1.4999 | 0 | 1 | 0 | 1.4999
Low-grade industrial/ commercial - supermarkets | Hypermarkets/Superstores (over 2500m2) | Supermarket 2950 | 23 | 3182.6 | 316 | 1005.7016 | 171.271 | 256.9065 | 1.5003 | 0 | 1 | 0 | 1.5003
Low-grade industrial/ commercial - supermarkets | Hypermarkets/Superstores (over 2500m2) | Supermarket 2951 | 23 | 3183.07 | 316 | 1005.8501 | 171.2963 | 256.9444 | 1.5006 | 0 | 1 | 0 | 1.5006
Low-grade industrial/ commercial - supermarkets | Hypermarkets/Superstores (over 2500m2) | Supermarket 2952 | 23 | 3186.38 | 316 | 1006.8961 | 171.4744 | 257.2116 | 1.5021 | 0 | 1 | 0 | 1.5021
Low-grade industrial/ commercial - supermarkets | Hypermarkets/Superstores (over 2500m2) | Supermarket 2953 | 23 | 3191.19 | 316 | 1008.416 | 171.7333 | 257.5999 | 1.5044 | 0 | 1 | 0 | 1.5044
Low-grade industrial/ commercial - supermarkets | Hypermarkets/Superstores (over 2500m2) | Supermarket 2954 | 23 | 3195 | 316 | 1009.62 | 171.9383 | 257.9074 | 1.5062 | 0 | 1 | 0 | 1.5062
Low-grade industrial/ commercial - supermarkets | Hypermarkets/Superstores (over 2500m2) | Supermarket 2955 | 23 | 3195.8 | 316 | 1009.8728 | 171.9813 | 257.972 | 1.5066 | 0 | 1 | 0 | 1.5066
Low-grade industrial/ commercial - supermarkets | Hypermarkets/Superstores (over 2500m2) | Supermarket 2956 | 23 | 3197.4 | 316 | 1010.3784 | 172.0674 | 258.1012 | 1.5073 | 0 | 1 | 0 | 1.5073
Low-grade industrial/ commercial - supermarkets | Large Shops (Over 1850m2) | Supermarket 2957 | 23 | 3198 | 316 | 1010.568 | 172.0997 | 258.1496 | 1.5076 | 0 | 1 | 0 | 1.5076
Low-grade industrial/ commercial - supermarkets | Large Shops (Over 1850m2) | Supermarket 2958 | 23 | 3202 | 316 | 1011.832 | 172.315 | 258.4725 | 1.5095 | 0 | 1 | 0 | 1.5095
Low-grade industrial/ commercial - supermarkets | Hypermarkets/Superstores (over 2500m2) | Supermarket 2959 | 23 | 3203.1 | 316 | 1012.1796 | 172.3742 | 258.5613 | 1.51 | 0 | 1 | 0 | 1.51
Low-grade industrial/ commercial - supermarkets | Hypermarkets/Superstores (over 2500m2) | Supermarket 2960 | 23 | 3205.91 | 316 | 1013.0676 | 172.5254 | 258.7881 | 1.5113 | 0 | 1 | 0 | 1.5113
Low-grade industrial/ commercial - supermarkets | Hypermarkets/Superstores (over 2500m2) | Supermarket 2961 | 23 | 3212 | 316 | 1014.992 | 172.8531 | 259.2797 | 1.5142 | 0 | 1 | 0 | 1.5142
Low-grade industrial/ commercial - supermarkets | Hypermarkets/Superstores (over 2500m2) | Supermarket 2962 | 23 | 3216.7 | 316 | 1016.4772 | 173.1061 | 259.6591 | 1.5164 | 0 | 1 | 0 | 1.5164
Low-grade industrial/ commercial - supermarkets | Hypermarkets/Superstores (over 2500m2) | Supermarket 2963 | 23 | 3217 | 316 | 1016.572 | 173.1222 | 259.6833 | 1.5166 | 0 | 1 | 0 | 1.5166
Low-grade industrial/ commercial - supermarkets | Hypermarkets/Superstores (over 2500m2) | Supermarket 2964 | 23 | 3222.9 | 316 | 1018.4364 | 173.4397 | 260.1596 | 1.5193 | 0 | 1 | 0 | 1.5193
Low-grade industrial/ commercial - supermarkets | Hypermarkets/Superstores (over 2500m2) | Supermarket 2965 | 23 | 3229 | 316 | 1020.364 | 173.768 | 260.652 | 1.5222 | 0 | 1 | 0 | 1.5222
Low-grade industrial/ commercial - supermarkets | Hypermarkets/Superstores (over 2500m2) | Supermarket 2966 | 23 | 3239.43 | 316 | 1023.6599 | 174.3293 | 261.4939 | 1.5271 | 0 | 1 | 0 | 1.5271
Low-grade industrial/ commercial - supermarkets | Hypermarkets/Superstores (over 2500m2) | Supermarket 2967 | 23 | 3247.3 | 316 | 1026.1468 | 174.7528 | 262.1292 | 1.5308 | 0 | 1 | 0 | 1.5308
Low-grade industrial/ commercial - supermarkets | Hypermarkets/Superstores (over 2500m2) | Supermarket 2968 | 23 | 3249.57 | 316 | 1026.8641 | 174.875 | 262.3124 | 1.5319 | 0 | 1 | 0 | 1.5319
Low-grade industrial/ commercial - supermarkets | Hypermarkets/Superstores (over 2500m2) | Supermarket 2969 | 23 | 3252.26 | 316 | 1027.7142 | 175.0197 | 262.5296 | 1.5332 | 0 | 1 | 0 | 1.5332
Low-grade industrial/ commercial - supermarkets | Hypermarkets/Superstores (over 2500m2) | Supermarket 2970 | 23 | 3262 | 316 | 1030.792 | 175.5439 | 263.3158 | 1.5378 | 0 | 1 | 0 | 1.5378
Low-grade industrial/ commercial - supermarkets | Hypermarkets/Superstores (over 2500m2) | Supermarket 2971 | 23 | 3264 | 316 | 1031.424 | 175.6515 | 263.4773 | 1.5387 | 0 | 1 | 0 | 1.5387
Low-grade industrial/ commercial - supermarkets | Hypermarkets/Superstores (over 2500m2) | Supermarket 2972 | 23 | 3264.7 | 316 | 1031.6452 | 175.6892 | 263.5338 | 1.539 | 0 | 1 | 0 | 1.539
Low-grade industrial/ commercial - supermarkets | Hypermarkets/Superstores (over 2500m2) | Supermarket 2973 | 23 | 3264.9 | 316 | 1031.7084 | 175.6999 | 263.5499 | 1.5391 | 0 | 1 | 0 | 1.5391
Low-grade industrial/ commercial - supermarkets | Hypermarkets/Superstores (over 2500m2) | Supermarket 2974 | 23 | 3267.7 | 316 | 1032.5932 | 175.8506 | 263.7759 | 1.5405 | 0 | 1 | 0 | 1.5405
Low-grade industrial/ commercial - supermarkets | Hypermarkets/Superstores (over 2500m2) | Supermarket 2975 | 23 | 3270.4 | 316 | 1033.4464 | 175.9959 | 263.9939 | 1.5417 | 0 | 1 | 0 | 1.5417
Low-grade industrial/ commercial - supermarkets | Hypermarkets/Superstores (over 2500m2) | Supermarket 2976 | 23 | 3273.7 | 316 | 1034.4892 | 176.1735 | 264.2603 | 1.5433 | 0 | 1 | 0 | 1.5433
Low-grade industrial/ commercial - supermarkets | Hypermarkets/Superstores (over 2500m2) | Supermarket 2977 | 23 | 3274.47 | 316 | 1034.7325 | 176.2149 | 264.3224 | 1.5436 | 0 | 1 | 0 | 1.5436
Low-grade industrial/ commercial - supermarkets | Hypermarkets/Superstores (over 2500m2) | Supermarket 2978 | 23 | 3275 | 316 | 1034.9 | 176.2435 | 264.3652 | 1.5439 | 0 | 1 | 0 | 1.5439
Low-grade industrial/ commercial - supermarkets | Hypermarkets/Superstores (over 2500m2) | Supermarket 2979 | 23 | 3275.49 | 316 | 1035.0548 | 176.2698 | 264.4048 | 1.5441 | 0 | 1 | 0 | 1.5441
Low-grade industrial/ commercial - supermarkets | Hypermarkets/Superstores (over 2500m2) | Supermarket 2980 | 23 | 3276.2 | 316 | 1035.2792 | 176.308 | 264.4621 | 1.5445 | 0 | 1 | 0 | 1.5445
Low-grade industrial/ commercial - supermarkets | Hypermarkets/Superstores (over 2500m2) | Supermarket 2981 | 23 | 3291.7 | 316 | 1040.1772 | 177.1422 | 265.7133 | 1.5518 | 0 | 1 | 0 | 1.5518
Low-grade industrial/ commercial - supermarkets | Hypermarkets/Superstores (over 2500m2) | Supermarket 2982 | 23 | 3292.86 | 316 | 1040.5438 | 177.2046 | 265.8069 | 1.5523 | 0 | 1 | 0 | 1.5523
Low-grade industrial/ commercial - supermarkets | Hypermarkets/Superstores (over 2500m2) | Supermarket 2983 | 23 | 3305.6 | 316 | 1044.5696 | 177.8902 | 266.8353 | 1.5583 | 0 | 1 | 0 | 1.5583
Low-grade industrial/ commercial - supermarkets | Hypermarkets/Superstores (over 2500m2) | Supermarket 2984 | 23 | 3307.3 | 316 | 1045.1068 | 177.9817 | 266.9725 | 1.5591 | 0 | 1 | 0 | 1.5591
Low-grade industrial/ commercial - supermarkets | Hypermarkets/Superstores (over 2500m2) | Supermarket 2985 | 23 | 3307.7 | 316 | 1045.2332 | 178.0032 | 267.0048 | 1.5593 | 0 | 1 | 0 | 1.5593
Low-grade industrial/ commercial - supermarkets | Hypermarkets/Superstores (over 2500m2) | Supermarket 2986 | 23 | 3311.6 | 316 | 1046.4656 | 178.2131 | 267.3196 | 1.5611 | 0 | 1 | 0 | 1.5611
Low-grade industrial/ commercial - supermarkets | Hypermarkets/Superstores (over 2500m2) | Supermarket 2987 | 23 | 3324 | 316 | 1050.384 | 178.8804 | 268.3206 | 1.567 | 0 | 1 | 0 | 1.567
Low-grade industrial/ commercial - supermarkets | Hypermarkets/Superstores (over 2500m2) | Supermarket 2988 | 23 | 3325 | 316 | 1050.7 | 178.9342 | 268.4013 | 1.5675 | 0 | 1 | 0 | 1.5675
Low-grade industrial/ commercial - supermarkets | Hypermarkets/Superstores (over 2500m2) | Supermarket 2989 | 23 | 3326 | 316 | 1051.016 | 178.988 | 268.482 | 1.5679 | 0 | 1 | 0 | 1.5679
Low-grade industrial/ commercial - supermarkets | Hypermarkets/Superstores (over 2500m2) | Supermarket 2990 | 23 | 3326.98 | 316 | 1051.3257 | 179.0408 | 268.5611 | 1.5684 | 0 | 1 | 0 | 1.5684
Low-grade industrial/ commercial - supermarkets | Hypermarkets/Superstores (over 2500m2) | Supermarket 2991 | 23 | 3327.26 | 316 | 1051.4142 | 179.0558 | 268.5837 | 1.5685 | 0 | 1 | 0 | 1.5685
Low-grade industrial/ commercial - supermarkets | Hypermarkets/Superstores (over 2500m2) | Supermarket 2992 | 23 | 3327.58 | 316 | 1051.5153 | 179.0731 | 268.6096 | 1.5687 | 0 | 1 | 0 | 1.5687
Low-grade industrial/ commercial - supermarkets | Hypermarkets/Superstores (over 2500m2) | Supermarket 2993 | 23 | 3328.99 | 316 | 1051.9608 | 179.1489 | 268.7234 | 1.5693 | 0 | 1 | 0 | 1.5693
Low-grade industrial/ commercial - supermarkets | Hypermarkets/Superstores (over 2500m2) | Supermarket 2994 | 23 | 3336.68 | 316 | 1054.3909 | 179.5628 | 269.3442 | 1.573 | 0 | 1 | 0 | 1.573
Low-grade industrial/ commercial - supermarkets | Hypermarkets/Superstores (over 2500m2) | Supermarket 2995 | 23 | 3340.7 | 316 | 1055.6612 | 179.7791 | 269.6687 | 1.5749 | 0 | 1 | 0 | 1.5749
Low-grade industrial/ commercial - supermarkets | Hypermarkets/Superstores (over 2500m2) | Supermarket 2996 | 23 | 3341.12 | 316 | 1055.7939 | 179.8017 | 269.7026 | 1.5751 | 0 | 1 | 0 | 1.5751
Low-grade industrial/ commercial - supermarkets | Hypermarkets/Superstores (over 2500m2) | Supermarket 2997 | 23 | 3342.6 | 316 | 1056.2616 | 179.8814 | 269.822 | 1.5758 | 0 | 1 | 0 | 1.5758
Low-grade industrial/ commercial - supermarkets | Hypermarkets/Superstores (over 2500m2) | Supermarket 2998 | 23 | 3345.1 | 316 | 1057.0516 | 180.0159 | 270.0238 | 1.5769 | 0 | 1 | 0 | 1.5769
Low-grade industrial/ commercial - supermarkets | Hypermarkets/Superstores (over 2500m2) | Supermarket 2999 | 23 | 3345.31 | 316 | 1057.118 | 180.0272 | 270.0408 | 1.577 | 0 | 1 | 0 | 1.577
Low-grade industrial/ commercial - supermarkets | Hypermarkets/Superstores (over 2500m2) | Supermarket 3000 | 23 | 3346.9 | 316 | 1057.6204 | 180.1128 | 270.1691 | 1.5778 | 0 | 1 | 0 | 1.5778
Low-grade industrial/ commercial - supermarkets | Hypermarkets/Superstores (over 2500m2) | Supermarket 3001 | 23 | 3350.1 | 316 | 1058.6316 | 180.285 | 270.4274 | 1.5793 | 0 | 1 | 0 | 1.5793
Low-grade industrial/ commercial - supermarkets | Hypermarkets/Superstores (over 2500m2) | Supermarket 3002 | 23 | 3353.3 | 316 | 1059.6428 | 180.4572 | 270.6858 | 1.5808 | 0 | 1 | 0 | 1.5808
Low-grade industrial/ commercial - supermarkets | Hypermarkets/Superstores (over 2500m2) | Supermarket 3003 | 23 | 3356.34 | 316 | 1060.6034 | 180.6208 | 270.9311 | 1.5822 | 0 | 1 | 0 | 1.5822
Low-grade industrial/ commercial - supermarkets | Hypermarkets/Superstores (over 2500m2) | Supermarket 3004 | 23 | 3356.4 | 316 | 1060.6224 | 180.624 | 270.936 | 1.5823 | 0 | 1 | 0 | 1.5823
Low-grade industrial/ commercial - supermarkets | Hypermarkets/Superstores (over 2500m2) | Supermarket 3005 | 23 | 3361 | 316 | 1062.076 | 180.8715 | 271.3073 | 1.5844 | 0 | 1 | 0 | 1.5844
Low-grade industrial/ commercial - supermarkets | Hypermarkets/Superstores (over 2500m2) | Supermarket 3006 | 23 | 3363.8 | 316 | 1062.9608 | 181.0222 | 271.5333 | 1.5858 | 0 | 1 | 0 | 1.5858
Low-grade industrial/ commercial - supermarkets | Hypermarkets/Superstores (over 2500m2) | Supermarket 3007 | 23 | 3367.12 | 316 | 1064.0099 | 181.2009 | 271.8013 | 1.5873 | 0 | 1 | 0 | 1.5873
Low-grade industrial/ commercial - supermarkets | Hypermarkets/Superstores (over 2500m2) | Supermarket 3008 | 23 | 3371.23 | 316 | 1065.3087 | 181.4221 | 272.1331 | 1.5893 | 0 | 1 | 0 | 1.5893
Low-grade industrial/ commercial - supermarkets | Hypermarkets/Superstores (over 2500m2) | Supermarket 3009 | 23 | 3377 | 316 | 1067.132 | 181.7326 | 272.5989 | 1.592 | 0 | 1 | 0 | 1.592
Low-grade industrial/ commercial - supermarkets | Hypermarkets/Superstores (over 2500m2) | Supermarket 3010 | 23 | 3378.75 | 316 | 1067.685 | 181.8268 | 272.7401 | 1.5928 | 0 | 1 | 0 | 1.5928
Low-grade industrial/ commercial - supermarkets | Hypermarkets/Superstores (over 2500m2) | Supermarket 3011 | 23 | 3379.5 | 316 | 1067.922 | 181.8671 | 272.8007 | 1.5932 | 0 | 1 | 0 | 1.5932
Low-grade industrial/ commercial - supermarkets | Hypermarkets/Superstores (over 2500m2) | Supermarket 3012 | 23 | 3384.3 | 316 | 1069.4388 | 182.1254 | 273.1881 | 1.5954 | 0 | 1 | 0 | 1.5954
Low-grade industrial/ commercial - supermarkets | Hypermarkets/Superstores (over 2500m2) | Supermarket 3013 | 23 | 3390 | 316 | 1071.24 | 182.4322 | 273.6483 | 1.5981 | 0 | 1 | 0 | 1.5981
Low-grade industrial/ commercial - supermarkets | Hypermarkets/Superstores (over 2500m2) | Supermarket 3014 | 23 | 3392 | 316 | 1071.872 | 182.5398 | 273.8097 | 1.599 | 0 | 1 | 0 | 1.599
Low-grade industrial/ commercial - supermarkets | Hypermarkets/Superstores (over 2500m2) | Supermarket 3015 | 23 | 3396.6 | 316 | 1073.3256 | 182.7873 | 274.181 | 1.6012 | 0 | 1 | 0 | 1.6012
Low-grade industrial/ commercial - supermarkets | Hypermarkets/Superstores (over 2500m2) | Supermarket 3016 | 23 | 3397.53 | 316 | 1073.6195 | 182.8374 | 274.2561 | 1.6017 | 0 | 1 | 0 | 1.6017
Low-grade industrial/ commercial - supermarkets | Hypermarkets/Superstores (over 2500m2) | Supermarket 3017 | 23 | 3400 | 316 | 1074.4 | 182.9703 | 274.4555 | 1.6028 | 0 | 1 | 0 | 1.6028
Low-grade industrial/ commercial - supermarkets | Hypermarkets/Superstores (over 2500m2) | Supermarket 3018 | 23 | 3402.83 | 316 | 1075.2943 | 183.1226 | 274.6839 | 1.6042 | 0 | 1 | 0 | 1.6042
Low-grade industrial/ commercial - supermarkets | Hypermarkets/Superstores (over 2500m2) | Supermarket 3019 | 23 | 3403.49 | 316 | 1075.5028 | 183.1581 | 274.7372 | 1.6045 | 0 | 1 | 0 | 1.6045
Low-grade industrial/ commercial - supermarkets | Hypermarkets/Superstores (over 2500m2) | Supermarket 3020 | 23 | 3404.4 | 316 | 1075.7904 | 183.2071 | 274.8107 | 1.6049 | 0 | 1 | 0 | 1.6049
Low-grade industrial/ commercial - supermarkets | Hypermarkets/Superstores (over 2500m2) | Supermarket 3021 | 23 | 3408 | 316 | 1076.928 | 183.4008 | 275.1013 | 1.6066 | 0 | 1 | 0 | 1.6066
Low-grade industrial/ commercial - supermarkets | Hypermarkets/Superstores (over 2500m2) | Supermarket 3022 | 23 | 3408 | 316 | 1076.928 | 183.4008 | 275.1013 | 1.6066 | 0 | 1 | 0 | 1.6066
Low-grade industrial/ commercial - supermarkets | Hypermarkets/Superstores (over 2500m2) | Supermarket 3023 | 23 | 3417.04 | 316 | 1079.7846 | 183.8873 | 275.831 | 1.6109 | 0 | 1 | 0 | 1.6109
Low-grade industrial/ commercial - supermarkets | Hypermarkets/Superstores (over 2500m2) | Supermarket 3024 | 23 | 3419.5 | 316 | 1080.562 | 184.0197 | 276.0296 | 1.612 | 0 | 1 | 0 | 1.612
Low-grade industrial/ commercial - supermarkets | Hypermarkets/Superstores (over 2500m2) | Supermarket 3025 | 23 | 3424.3 | 316 | 1082.0788 | 184.278 | 276.417 | 1.6143 | 0 | 1 | 0 | 1.6143
Low-grade industrial/ commercial - supermarkets | Hypermarkets/Superstores (over 2500m2) | Supermarket 3026 | 23 | 3424.8 | 316 | 1082.2368 | 184.3049 | 276.4574 | 1.6145 | 0 | 1 | 0 | 1.6145
Low-grade industrial/ commercial - supermarkets | Hypermarkets/Superstores (over 2500m2) | Supermarket 3027 | 23 | 3425.1 | 316 | 1082.3316 | 184.3211 | 276.4816 | 1.6147 | 0 | 1 | 0 | 1.6147
Low-grade industrial/ commercial - supermarkets | Hypermarkets/Superstores (over 2500m2) | Supermarket 3028 | 23 | 3426.82 | 316 | 1082.8751 | 184.4136 | 276.6204 | 1.6155 | 0 | 1 | 0 | 1.6155
Low-grade industrial/ commercial - supermarkets | Hypermarkets/Superstores (over 2500m2) | Supermarket 3029 | 23 | 3430.4 | 316 | 1084.0064 | 184.6063 | 276.9094 | 1.6172 | 0 | 1 | 0 | 1.6172
Low-grade industrial/ commercial - supermarkets | Hypermarkets/Superstores (over 2500m2) | Supermarket 3030 | 23 | 3435.9 | 316 | 1085.7444 | 184.9023 | 277.3534 | 1.6197 | 0 | 1 | 0 | 1.6197
Low-grade industrial/ commercial - supermarkets | Hypermarkets/Superstores (over 2500m2) | Supermarket 3031 | 23 | 3436 | 316 | 1085.776 | 184.9077 | 277.3615 | 1.6198 | 0 | 1 | 0 | 1.6198
Low-grade industrial/ commercial - supermarkets | Shops | Supermarket 3032 | 23 | 3438.2625 | 316 | 1086.491 | 185.0294 | 277.5441 | 1.6209 | 0 | 1 | 0 | 1.6209
Low-grade industrial/ commercial - supermarkets | Hypermarkets/Superstores (over 2500m2) | Supermarket 3033 | 23 | 3440.78 | 316 | 1087.2865 | 185.1649 | 277.7473 | 1.622 | 0 | 1 | 0 | 1.622
Low-grade industrial/ commercial - supermarkets | Hypermarkets/Superstores (over 2500m2) | Supermarket 3034 | 23 | 3442 | 316 | 1087.672 | 185.2305 | 277.8458 | 1.6226 | 0 | 1 | 0 | 1.6226
Low-grade industrial/ commercial - supermarkets | Hypermarkets/Superstores (over 2500m2) | Supermarket 3035 | 23 | 3443.6 | 316 | 1088.1776 | 185.3166 | 277.975 | 1.6234 | 0 | 1 | 0 | 1.6234
Low-grade industrial/ commercial - supermarkets | Hypermarkets/Superstores (over 2500m2) | Supermarket 3036 | 23 | 3444.5 | 316 | 1088.462 | 185.3651 | 278.0476 | 1.6238 | 0 | 1 | 0 | 1.6238
Low-grade industrial/ commercial - supermarkets | Hypermarkets/Superstores (over 2500m2) | Supermarket 3037 | 23 | 3449.59 | 316 | 1090.0704 | 185.639 | 278.4585 | 1.6262 | 0 | 1 | 0 | 1.6262
Low-grade industrial/ commercial - supermarkets | Hypermarkets/Superstores (over 2500m2) | Supermarket 3038 | 23 | 3449.6 | 316 | 1090.0736 | 185.6395 | 278.4593 | 1.6262 | 0 | 1 | 0 | 1.6262
Low-grade industrial/ commercial - supermarkets | Hypermarkets/Superstores (over 2500m2) | Supermarket 3039 | 23 | 3450 | 316 | 1090.2 | 185.6611 | 278.4916 | 1.6264 | 0 | 1 | 0 | 1.6264
Low-grade industrial/ commercial - supermarkets | Hypermarkets/Superstores (over 2500m2) | Supermarket 3040 | 23 | 3453.7 | 316 | 1091.3692 | 185.8602 | 278.7903 | 1.6281 | 0 | 1 | 0 | 1.6281
Low-grade industrial/ commercial - supermarkets | Hypermarkets/Superstores (over 2500m2) | Supermarket 3041 | 23 | 3454.2 | 316 | 1091.5272 | 185.8871 | 278.8306 | 1.6284 | 0 | 1 | 0 | 1.6284
Low-grade industrial/ commercial - supermarkets | Hypermarkets/Superstores (over 2500m2) | Supermarket 3042 | 23 | 3456.2 | 316 | 1092.1592 | 185.9947 | 278.9921 | 1.6293 | 0 | 1 | 0 | 1.6293
Low-grade industrial/ commercial - supermarkets | Hypermarkets/Superstores (over 2500m2) | Supermarket 3043 | 23 | 3461.52 | 316 | 1093.8403 | 186.281 | 279.4215 | 1.6318 | 0 | 1 | 0 | 1.6318
Low-grade industrial/ commercial - supermarkets | Hypermarkets/Superstores (over 2500m2) | Supermarket 3044 | 23 | 3465.04 | 316 | 1094.9526 | 186.4704 | 279.7057 | 1.6335 | 0 | 1 | 0 | 1.6335
Low-grade industrial/ commercial - supermarkets | Hypermarkets/Superstores (over 2500m2) | Supermarket 3045 | 23 | 3466 | 316 | 1095.256 | 186.5221 | 279.7831 | 1.6339 | 0 | 1 | 0 | 1.6339
Low-grade industrial/ commercial - supermarkets | Hypermarkets/Superstores (over 2500m2) | Supermarket 3046 | 23 | 3466.2 | 316 | 1095.3192 | 186.5329 | 279.7993 | 1.634 | 0 | 1 | 0 | 1.634
Low-grade industrial/ commercial - supermarkets | Hypermarkets/Superstores (over 2500m2) | Supermarket 3047 | 23 | 3470.19 | 316 | 1096.58 | 186.7476 | 280.1214 | 1.6359 | 0 | 1 | 0 | 1.6359
Low-grade industrial/ commercial - supermarkets | Hypermarkets/Superstores (over 2500m2) | Supermarket 3048 | 23 | 3471.35 | 316 | 1096.9466 | 186.81 | 280.215 | 1.6365 | 0 | 1 | 0 | 1.6365
Low-grade industrial/ commercial - supermarkets | Large Shops (Over 1850m2) | Supermarket 3049 | 23 | 3472 | 316 | 1097.152 | 186.845 | 280.2675 | 1.6368 | 0 | 1 | 0 | 1.6368
Low-grade industrial/ commercial - supermarkets | Hypermarkets/Superstores (over 2500m2) | Supermarket 3050 | 23 | 3473.5 | 316 | 1097.626 | 186.9257 | 280.3886 | 1.6375 | 0 | 1 | 0 | 1.6375
Low-grade industrial/ commercial - supermarkets | Hypermarkets/Superstores (over 2500m2) | Supermarket 3051 | 23 | 3473.8 | 316 | 1097.7208 | 186.9419 | 280.4128 | 1.6376 | 0 | 1 | 0 | 1.6376
Low-grade industrial/ commercial - supermarkets | Hypermarkets/Superstores (over 2500m2) | Supermarket 3052 | 23 | 3475.55 | 316 | 1098.2738 | 187.036 | 280.554 | 1.6384 | 0 | 1 | 0 | 1.6384
Low-grade industrial/ commercial - supermarkets | Hypermarkets/Superstores (over 2500m2) | Supermarket 3053 | 23 | 3475.9 | 316 | 1098.3844 | 187.0549 | 280.5823 | 1.6386 | 0 | 1 | 0 | 1.6386
Low-grade industrial/ commercial - supermarkets | Hypermarkets/Superstores (over 2500m2) | Supermarket 3054 | 23 | 3478 | 316 | 1099.048 | 187.1679 | 280.7518 | 1.6396 | 0 | 1 | 0 | 1.6396
Low-grade industrial/ commercial - supermarkets | Hypermarkets/Superstores (over 2500m2) | Supermarket 3055 | 23 | 3479 | 316 | 1099.364 | 187.2217 | 280.8325 | 1.6401 | 0 | 1 | 0 | 1.6401
Low-grade industrial/ commercial - supermarkets | Hypermarkets/Superstores (over 2500m2) | Supermarket 3056 | 23 | 3481 | 316 | 1099.996 | 187.3293 | 280.994 | 1.641 | 0 | 1 | 0 | 1.641
Low-grade industrial/ commercial - supermarkets | Hypermarkets/Superstores (over 2500m2) | Supermarket 3057 | 23 | 3485.57 | 316 | 1101.4401 | 187.5753 | 281.3629 | 1.6432 | 0 | 1 | 0 | 1.6432
Low-grade industrial/ commercial - supermarkets | Hypermarkets/Superstores (over 2500m2) | Supermarket 3058 | 23 | 3486.23 | 316 | 1101.6487 | 187.6108 | 281.4162 | 1.6435 | 0 | 1 | 0 | 1.6435
Low-grade industrial/ commercial - supermarkets | Hypermarkets/Superstores (over 2500m2) | Supermarket 3059 | 23 | 3489.2 | 316 | 1102.5872 | 187.7706 | 281.6559 | 1.6449 | 0 | 1 | 0 | 1.6449
Low-grade industrial/ commercial - supermarkets | Hypermarkets/Superstores (over 2500m2) | Supermarket 3060 | 23 | 3494.4 | 316 | 1104.2304 | 188.0504 | 282.0757 | 1.6473 | 0 | 1 | 0 | 1.6473
Low-grade industrial/ commercial - supermarkets | Hypermarkets/Superstores (over 2500m2) | Supermarket 3061 | 23 | 3506.5 | 316 | 1108.054 | 188.7016 | 283.0524 | 1.653 | 0 | 1 | 0 | 1.653
Low-grade industrial/ commercial - supermarkets | Hypermarkets/Superstores (over 2500m2) | Supermarket 3062 | 23 | 3514.9 | 316 | 1110.7084 | 189.1536 | 283.7305 | 1.657 | 0 | 1 | 0 | 1.657
Low-grade industrial/ commercial - supermarkets | Hypermarkets/Superstores (over 2500m2) | Supermarket 3063 | 23 | 3518.78 | 316 | 1111.9345 | 189.3624 | 284.0437 | 1.6588 | 0 | 1 | 0 | 1.6588
Low-grade industrial/ commercial - supermarkets | Hypermarkets/Superstores (over 2500m2) | Supermarket 3064 | 23 | 3519.4 | 316 | 1112.1304 | 189.3958 | 284.0937 | 1.6591 | 0 | 1 | 0 | 1.6591
Low-grade industrial/ commercial - supermarkets | Hypermarkets/Superstores (over 2500m2) | Supermarket 3065 | 23 | 3520.9 | 316 | 1112.6044 | 189.4765 | 284.2148 | 1.6598 | 0 | 1 | 0 | 1.6598
Low-grade industrial/ commercial - supermarkets | Hypermarkets/Superstores (over 2500m2) | Supermarket 3066 | 23 | 3523.2 | 316 | 1113.3312 | 189.6003 | 284.4005 | 1.6609 | 0 | 1 | 0 | 1.6609
Low-grade industrial/ commercial - supermarkets | Hypermarkets/Superstores (over 2500m2) | Supermarket 3067 | 23 | 3525.8 | 316 | 1114.1528 | 189.7402 | 284.6103 | 1.6621 | 0 | 1 | 0 | 1.6621
Low-grade industrial/ commercial - supermarkets | Hypermarkets/Superstores (over 2500m2) | Supermarket 3068 | 23 | 3527.9 | 316 | 1114.8164 | 189.8532 | 284.7798 | 1.6631 | 0 | 1 | 0 | 1.6631
Low-grade industrial/ commercial - supermarkets | Hypermarkets/Superstores (over 2500m2) | Supermarket 3069 | 23 | 3530.5 | 316 | 1115.638 | 189.9932 | 284.9897 | 1.6643 | 0 | 1 | 0 | 1.6643
Low-grade industrial/ commercial - supermarkets | Hypermarkets/Superstores (over 2500m2) | Supermarket 3070 | 23 | 3534.72 | 316 | 1116.9715 | 190.2202 | 285.3304 | 1.6663 | 0 | 1 | 0 | 1.6663
Low-grade industrial/ commercial - supermarkets | Hypermarkets/Superstores (over 2500m2) | Supermarket 3071 | 23 | 3535.4 | 316 | 1117.1864 | 190.2568 | 285.3853 | 1.6666 | 0 | 1 | 0 | 1.6666
Low-grade industrial/ commercial - supermarkets | Large Shops (Over 1850m2) | Supermarket 3072 | 23 | 3535.95 | 316 | 1117.3602 | 190.2864 | 285.4297 | 1.6669 | 0 | 1 | 0 | 1.6669
Low-grade industrial/ commercial - supermarkets | Hypermarkets/Superstores (over 2500m2) | Supermarket 3073 | 23 | 3537.31 | 316 | 1117.79 | 190.3596 | 285.5394 | 1.6676 | 0 | 1 | 0 | 1.6676
Low-grade industrial/ commercial - supermarkets | Hypermarkets/Superstores (over 2500m2) | Supermarket 3074 | 23 | 3539.1 | 316 | 1118.3556 | 190.456 | 285.6839 | 1.6684 | 0 | 1 | 0 | 1.6684
Low-grade industrial/ commercial - supermarkets | Hypermarkets/Superstores (over 2500m2) | Supermarket 3075 | 23 | 3539.61 | 316 | 1118.5168 | 190.4834 | 285.7251 | 1.6686 | 0 | 1 | 0 | 1.6686
Low-grade industrial/ commercial - supermarkets | Hypermarkets/Superstores (over 2500m2) | Supermarket 3076 | 23 | 3544.2 | 316 | 1119.9672 | 190.7304 | 286.0956 | 1.6708 | 0 | 1 | 0 | 1.6708
Low-grade industrial/ commercial - supermarkets | Hypermarkets/Superstores (over 2500m2) | Supermarket 3077 | 23 | 3549.7 | 316 | 1121.7052 | 191.0264 | 286.5396 | 1.6734 | 0 | 1 | 0 | 1.6734
Low-grade industrial/ commercial - supermarkets | Hypermarkets/Superstores (over 2500m2) | Supermarket 3078 | 23 | 3550 | 316 | 1121.8 | 191.0425 | 286.5638 | 1.6735 | 0 | 1 | 0 | 1.6735
Low-grade industrial/ commercial - supermarkets | Hypermarkets/Superstores (over 2500m2) | Supermarket 3079 | 23 | 3550 | 316 | 1121.8 | 191.0425 | 286.5638 | 1.6735 | 0 | 1 | 0 | 1.6735
Low-grade industrial/ commercial - supermarkets | Hypermarkets/Superstores (over 2500m2) | Supermarket 3080 | 23 | 3550.04 | 316 | 1121.8126 | 191.0447 | 286.567 | 1.6736 | 0 | 1 | 0 | 1.6736
Low-grade industrial/ commercial - supermarkets | Hypermarkets/Superstores (over 2500m2) | Supermarket 3081 | 23 | 3550.6 | 316 | 1121.9896 | 191.0748 | 286.6122 | 1.6738 | 0 | 1 | 0 | 1.6738
Low-grade industrial/ commercial - supermarkets | Hypermarkets/Superstores (over 2500m2) | Supermarket 3082 | 23 | 3551.5 | 316 | 1122.274 | 191.1233 | 286.6849 | 1.6742 | 0 | 1 | 0 | 1.6742
Low-grade industrial/ commercial - supermarkets | Hypermarkets/Superstores (over 2500m2) | Supermarket 3083 | 23 | 3551.6 | 316 | 1122.3056 | 191.1286 | 286.693 | 1.6743 | 0 | 1 | 0 | 1.6743
Low-grade industrial/ commercial - supermarkets | Hypermarkets/Superstores (over 2500m2) | Supermarket 3084 | 23 | 3554 | 316 | 1123.064 | 191.2578 | 286.8867 | 1.6754 | 0 | 1 | 0 | 1.6754
Low-grade industrial/ commercial - supermarkets | Hypermarkets/Superstores (over 2500m2) | Supermarket 3085 | 23 | 3554.64 | 316 | 1123.2662 | 191.2922 | 286.9384 | 1.6757 | 0 | 1 | 0 | 1.6757
Low-grade industrial/ commercial - supermarkets | Hypermarkets/Superstores (over 2500m2) | Supermarket 3086 | 23 | 3558.58 | 316 | 1124.5113 | 191.5043 | 287.2564 | 1.6776 | 0 | 1 | 0 | 1.6776
Low-grade industrial/ commercial - supermarkets | Hypermarkets/Superstores (over 2500m2) | Supermarket 3087 | 23 | 3559.4 | 316 | 1124.7704 | 191.5484 | 287.3226 | 1.678 | 0 | 1 | 0 | 1.678
Low-grade industrial/ commercial - supermarkets | Hypermarkets/Superstores (over 2500m2) | Supermarket 3088 | 23 | 3560 | 316 | 1124.96 | 191.5807 | 287.371 | 1.6782 | 0 | 1 | 0 | 1.6782
Low-grade industrial/ commercial - supermarkets | Hypermarkets/Superstores (over 2500m2) | Supermarket 3089 | 23 | 3565 | 316 | 1126.54 | 191.8498 | 287.7746 | 1.6806 | 0 | 1 | 0 | 1.6806
Low-grade industrial/ commercial - supermarkets | Hypermarkets/Superstores (over 2500m2) | Supermarket 3090 | 23 | 3572.32 | 316 | 1128.8531 | 192.2437 | 288.3655 | 1.6841 | 0 | 1 | 0 | 1.6841
Low-grade industrial/ commercial - supermarkets | Hypermarkets/Superstores (over 2500m2) | Supermarket 3091 | 23 | 3579.85 | 316 | 1131.2326 | 192.6489 | 288.9734 | 1.6876 | 0 | 1 | 0 | 1.6876
Low-grade industrial/ commercial - supermarkets | Hypermarkets/Superstores (over 2500m2) | Supermarket 3092 | 23 | 3582.5 | 316 | 1132.07 | 192.7915 | 289.1873 | 1.6889 | 0 | 1 | 0 | 1.6889
Low-grade industrial/ commercial - supermarkets | Hypermarkets/Superstores (over 2500m2) | Supermarket 3093 | 23 | 3583 | 316 | 1132.228 | 192.8184 | 289.2276 | 1.6891 | 0 | 1 | 0 | 1.6891
Low-grade industrial/ commercial - supermarkets | Hypermarkets/Superstores (over 2500m2) | Supermarket 3094 | 23 | 3584.94 | 316 | 1132.841 | 192.9228 | 289.3842 | 1.69 | 0 | 1 | 0 | 1.69
Low-grade industrial/ commercial - supermarkets | Hypermarkets/Superstores (over 2500m2) | Supermarket 3095 | 23 | 3585.6 | 316 | 1133.0496 | 192.9583 | 289.4375 | 1.6903 | 0 | 1 | 0 | 1.6903
Low-grade industrial/ commercial - supermarkets | Hypermarkets/Superstores (over 2500m2) | Supermarket 3096 | 23 | 3596.27 | 316 | 1136.4213 | 193.5326 | 290.2988 | 1.6953 | 0 | 1 | 0 | 1.6953
Low-grade industrial/ commercial - supermarkets | Hypermarkets/Superstores (over 2500m2) | Supermarket 3097 | 23 | 3598 | 316 | 1136.968 | 193.6257 | 290.4385 | 1.6962 | 0 | 1 | 0 | 1.6962
Low-grade industrial/ commercial - supermarkets | Hypermarkets/Superstores (over 2500m2) | Supermarket 3098 | 23 | 3599.7 | 316 | 1137.5052 | 193.7171 | 290.5757 | 1.697 | 0 | 1 | 0 | 1.697
Low-grade industrial/ commercial - supermarkets | Hypermarkets/Superstores (over 2500m2) | Supermarket 3099 | 23 | 3600.6 | 316 | 1137.7896 | 193.7656 | 290.6484 | 1.6974 | 0 | 1 | 0 | 1.6974
Low-grade industrial/ commercial - supermarkets | Hypermarkets/Superstores (over 2500m2) | Supermarket 3100 | 23 | 3606.7 | 316 | 1139.7172 | 194.0938 | 291.1408 | 1.7003 | 0 | 1 | 0 | 1.7003
Low-grade industrial/ commercial - supermarkets | Hypermarkets/Superstores (over 2500m2) | Supermarket 3101 | 23 | 3610.19 | 316 | 1140.82 | 194.2817 | 291.4225 | 1.7019 | 0 | 1 | 0 | 1.7019
Low-grade industrial/ commercial - supermarkets | Hypermarkets/Superstores (over 2500m2) | Supermarket 3102 | 23 | 3610.4 | 316 | 1140.8864 | 194.293 | 291.4394 | 1.702 | 0 | 1 | 0 | 1.702
Low-grade industrial/ commercial - supermarkets | Hypermarkets/Superstores (over 2500m2) | Supermarket 3103 | 23 | 3613.28 | 316 | 1141.7965 | 194.4479 | 291.6719 | 1.7034 | 0 | 1 | 0 | 1.7034
Low-grade industrial/ commercial - supermarkets | Hypermarkets/Superstores (over 2500m2) | Supermarket 3104 | 23 | 3613.9 | 316 | 1141.9924 | 194.4813 | 291.722 | 1.7037 | 0 | 1 | 0 | 1.7037
Low-grade industrial/ commercial - supermarkets | Hypermarkets/Superstores (over 2500m2) | Supermarket 3105 | 23 | 3613.95 | 316 | 1142.0082 | 194.484 | 291.726 | 1.7037 | 0 | 1 | 0 | 1.7037
Low-grade industrial/ commercial - supermarkets | Hypermarkets/Superstores (over 2500m2) | Supermarket 3106 | 23 | 3616 | 316 | 1142.656 | 194.5943 | 291.8915 | 1.7046 | 0 | 1 | 0 | 1.7046
Low-grade industrial/ commercial - supermarkets | Hypermarkets/Superstores (over 2500m2) | Supermarket 3107 | 23 | 3616.6 | 316 | 1142.8456 | 194.6266 | 291.9399 | 1.7049 | 0 | 1 | 0 | 1.7049
Low-grade industrial/ commercial - supermarkets | Hypermarkets/Superstores (over 2500m2) | Supermarket 3108 | 23 | 3624.4 | 316 | 1145.3104 | 195.0464 | 292.5695 | 1.7086 | 0 | 1 | 0 | 1.7086
Low-grade industrial/ commercial - supermarkets | Hypermarkets/Superstores (over 2500m2) | Supermarket 3109 | 23 | 3625.5 | 316 | 1145.658 | 195.1056 | 292.6583 | 1.7091 | 0 | 1 | 0 | 1.7091
Low-grade industrial/ commercial - supermarkets | Hypermarkets/Superstores (over 2500m2) | Supermarket 3110 | 23 | 3628.25 | 316 | 1146.527 | 195.2535 | 292.8803 | 1.7104 | 0 | 1 | 0 | 1.7104
Low-grade industrial/ commercial - supermarkets | Hypermarkets/Superstores (over 2500m2) | Supermarket 3111 | 23 | 3631.7 | 316 | 1147.6172 | 195.4392 | 293.1588 | 1.712 | 0 | 1 | 0 | 1.712
Low-grade industrial/ commercial - supermarkets | Hypermarkets/Superstores (over 2500m2) | Supermarket 3112 | 23 | 3635.1 | 316 | 1148.6916 | 195.6222 | 293.4333 | 1.7137 | 0 | 1 | 0 | 1.7137
Low-grade industrial/ commercial - supermarkets | Hypermarkets/Superstores (over 2500m2) | Supermarket 3113 | 23 | 3635.5 | 316 | 1148.818 | 195.6437 | 293.4656 | 1.7138 | 0 | 1 | 0 | 1.7138
Low-grade industrial/ commercial - supermarkets | Hypermarkets/Superstores (over 2500m2) | Supermarket 3114 | 23 | 3637.3 | 316 | 1149.3868 | 195.7406 | 293.6109 | 1.7147 | 0 | 1 | 0 | 1.7147
Low-grade industrial/ commercial - supermarkets | Hypermarkets/Superstores (over 2500m2) | Supermarket 3115 | 23 | 3638 | 316 | 1149.608 | 195.7782 | 293.6674 | 1.715 | 0 | 1 | 0 | 1.715
Low-grade industrial/ commercial - supermarkets | Hypermarkets/Superstores (over 2500m2) | Supermarket 3116 | 23 | 3639.9 | 316 | 1150.2084 | 195.8805 | 293.8207 | 1.7159 | 0 | 1 | 0 | 1.7159
Low-grade industrial/ commercial - supermarkets | Hypermarkets/Superstores (over 2500m2) | Supermarket 3117 | 23 | 3640 | 316 | 1150.24 | 195.8859 | 293.8288 | 1.716 | 0 | 1 | 0 | 1.716
Low-grade industrial/ commercial - supermarkets | Hypermarkets/Superstores (over 2500m2) | Supermarket 3118 | 23 | 3640.8 | 316 | 1150.4928 | 195.9289 | 293.8934 | 1.7163 | 0 | 1 | 0 | 1.7163
Low-grade industrial/ commercial - supermarkets | Hypermarkets/Superstores (over 2500m2) | Supermarket 3119 | 23 | 3641 | 316 | 1150.556 | 195.9397 | 293.9095 | 1.7164 | 0 | 1 | 0 | 1.7164
Low-grade industrial/ commercial - supermarkets | Hypermarkets/Superstores (over 2500m2) | Supermarket 3120 | 23 | 3653.8 | 316 | 1154.6008 | 196.6285 | 294.9428 | 1.7225 | 0 | 1 | 0 | 1.7225
Low-grade industrial/ commercial - supermarkets | Hypermarkets/Superstores (over 2500m2) | Supermarket 3121 | 23 | 3654 | 316 | 1154.664 | 196.6393 | 294.9589 | 1.7226 | 0 | 1 | 0 | 1.7226
Low-grade industrial/ commercial - supermarkets | Hypermarkets/Superstores (over 2500m2) | Supermarket 3122 | 23 | 3658.28 | 316 | 1156.0165 | 196.8696 | 295.3044 | 1.7246 | 0 | 1 | 0 | 1.7246
Low-grade industrial/ commercial - supermarkets | Hypermarkets/Superstores (over 2500m2) | Supermarket 3123 | 23 | 3662.23 | 316 | 1157.2647 | 197.0822 | 295.6233 | 1.7264 | 0 | 1 | 0 | 1.7264
Low-grade industrial/ commercial - supermarkets | Hypermarkets/Superstores (over 2500m2) | Supermarket 3124 | 23 | 3662.3 | 316 | 1157.2868 | 197.0859 | 295.6289 | 1.7265 | 0 | 1 | 0 | 1.7265
Low-grade industrial/ commercial - supermarkets | Hypermarkets/Superstores (over 2500m2) | Supermarket 3125 | 23 | 3670.8 | 316 | 1159.9728 | 197.5434 | 296.3151 | 1.7305 | 0 | 1 | 0 | 1.7305
Low-grade industrial/ commercial - supermarkets | Hypermarkets/Superstores (over 2500m2) | Supermarket 3126 | 23 | 3673.4 | 316 | 1160.7944 | 197.6833 | 296.5249 | 1.7317 | 0 | 1 | 0 | 1.7317
Low-grade industrial/ commercial - supermarkets | Hypermarkets/Superstores (over 2500m2) | Supermarket 3127 | 23 | 3675.2 | 316 | 1161.3632 | 197.7802 | 296.6702 | 1.7326 | 0 | 1 | 0 | 1.7326
Low-grade industrial/ commercial - supermarkets | Hypermarkets/Superstores (over 2500m2) | Supermarket 3128 | 23 | 3675.9 | 316 | 1161.5844 | 197.8178 | 296.7267 | 1.7329 | 0 | 1 | 0 | 1.7329
Low-grade industrial/ commercial - supermarkets | Hypermarkets/Superstores (over 2500m2) | Supermarket 3129 | 23 | 3677.34 | 316 | 1162.0394 | 197.8953 | 296.843 | 1.7336 | 0 | 1 | 0 | 1.7336
Low-grade industrial/ commercial - supermarkets | Hypermarkets/Superstores (over 2500m2) | Supermarket 3130 | 23 | 3683.9 | 316 | 1164.1124 | 198.2483 | 297.3725 | 1.7367 | 0 | 1 | 0 | 1.7367
Low-grade industrial/ commercial - supermarkets | Hypermarkets/Superstores (over 2500m2) | Supermarket 3131 | 23 | 3685.5 | 316 | 1164.618 | 198.3344 | 297.5017 | 1.7374 | 0 | 1 | 0 | 1.7374
Low-grade industrial/ commercial - supermarkets | Hypermarkets/Superstores (over 2500m2) | Supermarket 3132 | 23 | 3692.83 | 316 | 1166.9343 | 198.7289 | 298.0934 | 1.7409 | 0 | 1 | 0 | 1.7409
Low-grade industrial/ commercial - supermarkets | Hypermarkets/Superstores (over 2500m2) | Supermarket 3133 | 23 | 3694.6 | 316 | 1167.4936 | 198.8242 | 298.2362 | 1.7417 | 0 | 1 | 0 | 1.7417
Low-grade industrial/ commercial - supermarkets | Hypermarkets/Superstores (over 2500m2) | Supermarket 3134 | 23 | 3694.76 | 316 | 1167.5442 | 198.8328 | 298.2492 | 1.7418 | 0 | 1 | 0 | 1.7418
Low-grade industrial/ commercial - supermarkets | Hypermarkets/Superstores (over 2500m2) | Supermarket 3135 | 23 | 3696.61 | 316 | 1168.1288 | 198.9323 | 298.3985 | 1.7426 | 0 | 1 | 0 | 1.7426
Low-grade industrial/ commercial - supermarkets | Hypermarkets/Superstores (over 2500m2) | Supermarket 3136 | 23 | 3697.1 | 316 | 1168.2836 | 198.9587 | 298.438 | 1.7429 | 0 | 1 | 0 | 1.7429
Low-grade industrial/ commercial - supermarkets | Hypermarkets/Superstores (over 2500m2) | Supermarket 3137 | 23 | 3697.8 | 316 | 1168.5048 | 198.9964 | 298.4946 | 1.7432 | 0 | 1 | 0 | 1.7432
Low-grade industrial/ commercial - supermarkets | Hypermarkets/Superstores (over 2500m2) | Supermarket 3138 | 23 | 3699.5 | 316 | 1169.042 | 199.0879 | 298.6318 | 1.744 | 0 | 1 | 0 | 1.744
Low-grade industrial/ commercial - supermarkets | Hypermarkets/Superstores (over 2500m2) | Supermarket 3139 | 23 | 3699.8 | 316 | 1169.1368 | 199.104 | 298.656 | 1.7442 | 0 | 1 | 0 | 1.7442
Low-grade industrial/ commercial - supermarkets | Hypermarkets/Superstores (over 2500m2) | Supermarket 3140 | 23 | 3708.75 | 316 | 1171.965 | 199.5856 | 299.3785 | 1.7484 | 0 | 1 | 0 | 1.7484
Low-grade industrial/ commercial - supermarkets | Hypermarkets/Superstores (over 2500m2) | Supermarket 3141 | 23 | 3708.8 | 316 | 1171.9808 | 199.5883 | 299.3825 | 1.7484 | 0 | 1 | 0 | 1.7484
Low-grade industrial/ commercial - supermarkets | Hypermarkets/Superstores (over 2500m2) | Supermarket 3142 | 23 | 3711.7 | 316 | 1172.8972 | 199.7444 | 299.6166 | 1.7498 | 0 | 1 | 0 | 1.7498
Low-grade industrial/ commercial - supermarkets | Hypermarkets/Superstores (over 2500m2) | Supermarket 3143 | 23 | 3716.15 | 316 | 1174.3034 | 199.9839 | 299.9758 | 1.7519 | 0 | 1 | 0 | 1.7519
Low-grade industrial/ commercial - supermarkets | Hypermarkets/Superstores (over 2500m2) | Supermarket 3144 | 23 | 3716.98 | 316 | 1174.5657 | 200.0285 | 300.0428 | 1.7522 | 0 | 1 | 0 | 1.7522
Low-grade industrial/ commercial - supermarkets | Hypermarkets/Superstores (over 2500m2) | Supermarket 3145 | 23 | 3720 | 316 | 1175.52 | 200.1911 | 300.2866 | 1.7537 | 0 | 1 | 0 | 1.7537
Low-grade industrial/ commercial - supermarkets | Hypermarkets/Superstores (over 2500m2) | Supermarket 3146 | 23 | 3721.03 | 316 | 1175.8455 | 200.2465 | 300.3697 | 1.7542 | 0 | 1 | 0 | 1.7542
Low-grade industrial/ commercial - supermarkets | Hypermarkets/Superstores (over 2500m2) | Supermarket 3147 | 23 | 3721.1 | 316 | 1175.8676 | 200.2503 | 300.3754 | 1.7542 | 0 | 1 | 0 | 1.7542
Low-grade industrial/ commercial - supermarkets | Hypermarkets/Superstores (over 2500m2) | Supermarket 3148 | 23 | 3722.2 | 316 | 1176.2152 | 200.3094 | 300.4642 | 1.7547 | 0 | 1 | 0 | 1.7547
Low-grade industrial/ commercial - supermarkets | Hypermarkets/Superstores (over 2500m2) | Supermarket 3149 | 23 | 3724.7 | 316 | 1177.0052 | 200.444 | 300.666 | 1.7559 | 0 | 1 | 0 | 1.7559
Low-grade industrial/ commercial - supermarkets | Hypermarkets/Superstores (over 2500m2) | Supermarket 3150 | 23 | 3735.35 | 316 | 1180.3706 | 201.0171 | 301.5257 | 1.7609 | 0 | 1 | 0 | 1.7609
Low-grade industrial/ commercial - supermarkets | Hypermarkets/Superstores (over 2500m2) | Supermarket 3151 | 23 | 3736.7 | 316 | 1180.7972 | 201.0898 | 301.6346 | 1.7615 | 0 | 1 | 0 | 1.7615
Low-grade industrial/ commercial - supermarkets | Hypermarkets/Superstores (over 2500m2) | Supermarket 3152 | 23 | 3738.3 | 316 | 1181.3028 | 201.1759 | 301.7638 | 1.7623 | 0 | 1 | 0 | 1.7623
Low-grade industrial/ commercial - supermarkets | Hypermarkets/Superstores (over 2500m2) | Supermarket 3153 | 23 | 3740 | 316 | 1181.84 | 201.2674 | 301.901 | 1.7631 | 0 | 1 | 0 | 1.7631
Low-grade industrial/ commercial - supermarkets | Hypermarkets/Superstores (over 2500m2) | Supermarket 3154 | 23 | 3740.4 | 316 | 1181.9664 | 201.2889 | 301.9333 | 1.7633 | 0 | 1 | 0 | 1.7633
Low-grade industrial/ commercial - supermarkets | Hypermarkets/Superstores (over 2500m2) | Supermarket 3155 | 23 | 3744.76 | 316 | 1183.3442 | 201.5235 | 302.2853 | 1.7653 | 0 | 1 | 0 | 1.7653
Low-grade industrial/ commercial - supermarkets | Hypermarkets/Superstores (over 2500m2) | Supermarket 3156 | 23 | 3749 | 316 | 1184.684 | 201.7517 | 302.6275 | 1.7673 | 0 | 1 | 0 | 1.7673
Low-grade industrial/ commercial - supermarkets | Hypermarkets/Superstores (over 2500m2) | Supermarket 3157 | 23 | 3753.2 | 316 | 1186.0112 | 201.9777 | 302.9666 | 1.7693 | 0 | 1 | 0 | 1.7693
Low-grade industrial/ commercial - supermarkets | Hypermarkets/Superstores (over 2500m2) | Supermarket 3158 | 23 | 3761 | 316 | 1188.476 | 202.3975 | 303.5962 | 1.773 | 0 | 1 | 0 | 1.773
Low-grade industrial/ commercial - supermarkets | Hypermarkets/Superstores (over 2500m2) | Supermarket 3159 | 23 | 3761.2 | 316 | 1188.5392 | 202.4082 | 303.6123 | 1.7731 | 0 | 1 | 0 | 1.7731
Low-grade industrial/ commercial - supermarkets | Hypermarkets/Superstores (over 2500m2) | Supermarket 3160 | 23 | 3762 | 316 | 1188.792 | 202.4513 | 303.6769 | 1.7735 | 0 | 1 | 0 | 1.7735
Low-grade industrial/ commercial - supermarkets | Hypermarkets/Superstores (over 2500m2) | Supermarket 3161 | 23 | 3762 | 316 | 1188.792 | 202.4513 | 303.6769 | 1.7735 | 0 | 1 | 0 | 1.7735
Low-grade industrial/ commercial - supermarkets | Hypermarkets/Superstores (over 2500m2) | Supermarket 3162 | 23 | 3764.62 | 316 | 1189.6199 | 202.5923 | 303.8884 | 1.7747 | 0 | 1 | 0 | 1.7747
Low-grade industrial/ commercial - supermarkets | Hypermarkets/Superstores (over 2500m2) | Supermarket 3163 | 23 | 3765.1 | 316 | 1189.7716 | 202.6181 | 303.9272 | 1.7749 | 0 | 1 | 0 | 1.7749
Low-grade industrial/ commercial - supermarkets | Hypermarkets/Superstores (over 2500m2) | Supermarket 3164 | 23 | 3766.94 | 316 | 1190.353 | 202.7171 | 304.0757 | 1.7758 | 0 | 1 | 0 | 1.7758
Low-grade industrial/ commercial - supermarkets | Hypermarkets/Superstores (over 2500m2) | Supermarket 3165 | 23 | 3767 | 316 | 1190.372 | 202.7204 | 304.0805 | 1.7758 | 0 | 1 | 0 | 1.7758
Low-grade industrial/ commercial - supermarkets | Hypermarkets/Superstores (over 2500m2) | Supermarket 3166 | 23 | 3775.27 | 316 | 1192.9853 | 203.1654 | 304.7481 | 1.7797 | 0 | 1 | 0 | 1.7797
Low-grade industrial/ commercial - supermarkets | Hypermarkets/Superstores (over 2500m2) | Supermarket 3167 | 23 | 3777.2 | 316 | 1193.5952 | 203.2693 | 304.9039 | 1.7806 | 0 | 1 | 0 | 1.7806
Low-grade industrial/ commercial - supermarkets | Hypermarkets/Superstores (over 2500m2) | Supermarket 3168 | 23 | 3777.7 | 316 | 1193.7532 | 203.2962 | 304.9443 | 1.7809 | 0 | 1 | 0 | 1.7809
Low-grade industrial/ commercial - supermarkets | Hypermarkets/Superstores (over 2500m2) | Supermarket 3169 | 23 | 3787.9 | 316 | 1196.9764 | 203.8451 | 305.7676 | 1.7857 | 0 | 1 | 0 | 1.7857
Low-grade industrial/ commercial - supermarkets | Hypermarkets/Superstores (over 2500m2) | Supermarket 3170 | 23 | 3794.39 | 316 | 1199.0272 | 204.1943 | 306.2915 | 1.7887 | 0 | 1 | 0 | 1.7887
Low-grade industrial/ commercial - supermarkets | Hypermarkets/Superstores (over 2500m2) | Supermarket 3171 | 23 | 3796.7 | 316 | 1199.7572 | 204.3187 | 306.478 | 1.7898 | 0 | 1 | 0 | 1.7898
Low-grade industrial/ commercial - supermarkets | Hypermarkets/Superstores (over 2500m2) | Supermarket 3172 | 23 | 3803.28 | 316 | 1201.8365 | 204.6728 | 307.0091 | 1.7929 | 0 | 1 | 0 | 1.7929
Low-grade industrial/ commercial - supermarkets | Hypermarkets/Superstores (over 2500m2) | Supermarket 3173 | 23 | 3806 | 316 | 1202.696 | 204.8191 | 307.2287 | 1.7942 | 0 | 1 | 0 | 1.7942
Low-grade industrial/ commercial - supermarkets | Hypermarkets/Superstores (over 2500m2) | Supermarket 3174 | 23 | 3809.46 | 316 | 1203.7894 | 205.0053 | 307.508 | 1.7958 | 0 | 1 | 0 | 1.7958
Low-grade industrial/ commercial - supermarkets | Hypermarkets/Superstores (over 2500m2) | Supermarket 3175 | 23 | 3809.5 | 316 | 1203.802 | 205.0075 | 307.5112 | 1.7959 | 0 | 1 | 0 | 1.7959
Low-grade industrial/ commercial - supermarkets | Hypermarkets/Superstores (over 2500m2) | Supermarket 3176 | 23 | 3810.8 | 316 | 1204.2128 | 205.0774 | 307.6162 | 1.7965 | 0 | 1 | 0 | 1.7965
Low-grade industrial/ commercial - supermarkets | Hypermarkets/Superstores (over 2500m2) | Supermarket 3177 | 23 | 3811.4 | 316 | 1204.4024 | 205.1097 | 307.6646 | 1.7968 | 0 | 1 | 0 | 1.7968
Low-grade industrial/ commercial - supermarkets | Hypermarkets/Superstores (over 2500m2) | Supermarket 3178 | 23 | 3812 | 316 | 1204.592 | 205.142 | 307.713 | 1.797 | 0 | 1 | 0 | 1.797
Low-grade industrial/ commercial - supermarkets | Hypermarkets/Superstores (over 2500m2) | Supermarket 3179 | 23 | 3818.88 | 316 | 1206.7661 | 205.5123 | 308.2684 | 1.8003 | 0 | 1 | 0 | 1.8003
Low-grade industrial/ commercial - supermarkets | Large Shops (Over 1850m2) | Supermarket 3180 | 23 | 3818.92 | 316 | 1206.7787 | 205.5144 | 308.2716 | 1.8003 | 0 | 1 | 0 | 1.8003
Low-grade industrial/ commercial - supermarkets | Hypermarkets/Superstores (over 2500m2) | Supermarket 3181 | 23 | 3820.4 | 316 | 1207.2464 | 205.5941 | 308.3911 | 1.801 | 0 | 1 | 0 | 1.801
Low-grade industrial/ commercial - supermarkets | Hypermarkets/Superstores (over 2500m2) | Supermarket 3182 | 23 | 3821 | 316 | 1207.436 | 205.6264 | 308.4395 | 1.8013 | 0 | 1 | 0 | 1.8013
Low-grade industrial/ commercial - supermarkets | Hypermarkets/Superstores (over 2500m2) | Supermarket 3183 | 23 | 3822.4 | 316 | 1207.8784 | 205.7017 | 308.5525 | 1.8019 | 0 | 1 | 0 | 1.8019
Low-grade industrial/ commercial - supermarkets | Hypermarkets/Superstores (over 2500m2) | Supermarket 3184 | 23 | 3826 | 316 | 1209.016 | 205.8954 | 308.8431 | 1.8036 | 0 | 1 | 0 | 1.8036
Low-grade industrial/ commercial - supermarkets | Hypermarkets/Superstores (over 2500m2) | Supermarket 3185 | 23 | 3829.65 | 316 | 1210.1694 | 206.0918 | 309.1378 | 1.8054 | 0 | 1 | 0 | 1.8054
Low-grade industrial/ commercial - supermarkets | Hypermarkets/Superstores (over 2500m2) | Supermarket 3186 | 23 | 3830 | 316 | 1210.28 | 206.1107 | 309.166 | 1.8055 | 0 | 1 | 0 | 1.8055
Low-grade industrial/ commercial - supermarkets | Hypermarkets/Superstores (over 2500m2) | Supermarket 3187 | 23 | 3834 | 316 | 1211.544 | 206.3259 | 309.4889 | 1.8074 | 0 | 1 | 0 | 1.8074
Low-grade industrial/ commercial - supermarkets | Hypermarkets/Superstores (over 2500m2) | Supermarket 3188 | 23 | 3834.2 | 316 | 1211.6072 | 206.3367 | 309.5051 | 1.8075 | 0 | 1 | 0 | 1.8075
Low-grade industrial/ commercial - supermarkets | Large Shops (Over 1850m2) | Supermarket 3189 | 23 | 3838.22 | 316 | 1212.8775 | 206.553 | 309.8296 | 1.8094 | 0 | 1 | 0 | 1.8094
Low-grade industrial/ commercial - supermarkets | Hypermarkets/Superstores (over 2500m2) | Supermarket 3190 | 23 | 3841.71 | 316 | 1213.9804 | 206.7409 | 310.1113 | 1.811 | 0 | 1 | 0 | 1.811
Low-grade industrial/ commercial - supermarkets | Hypermarkets/Superstores (over 2500m2) | Supermarket 3191 | 23 | 3843.6 | 316 | 1214.5776 | 206.8426 | 310.2638 | 1.8119 | 0 | 1 | 0 | 1.8119
Low-grade industrial/ commercial - supermarkets | Hypermarkets/Superstores (over 2500m2) | Supermarket 3192 | 23 | 3845.2 | 316 | 1215.0832 | 206.9287 | 310.393 | 1.8127 | 0 | 1 | 0 | 1.8127
Low-grade industrial/ commercial - supermarkets | Hypermarkets/Superstores (over 2500m2) | Supermarket 3193 | 23 | 3847.1 | 316 | 1215.6836 | 207.0309 | 310.5464 | 1.8136 | 0 | 1 | 0 | 1.8136
Low-grade industrial/ commercial - supermarkets | Hypermarkets/Superstores (over 2500m2) | Supermarket 3194 | 23 | 3849.1 | 316 | 1216.3156 | 207.1385 | 310.7078 | 1.8145 | 0 | 1 | 0 | 1.8145
Low-grade industrial/ commercial - supermarkets | Hypermarkets/Superstores (over 2500m2) | Supermarket 3195 | 23 | 3852 | 316 | 1217.232 | 207.2946 | 310.9419 | 1.8159 | 0 | 1 | 0 | 1.8159
Low-grade industrial/ commercial - supermarkets | Hypermarkets/Superstores (over 2500m2) | Supermarket 3196 | 23 | 3854.6 | 316 | 1218.0536 | 207.4345 | 311.1518 | 1.8171 | 0 | 1 | 0 | 1.8171
Low-grade industrial/ commercial - supermarkets | Hypermarkets/Superstores (over 2500m2) | Supermarket 3197 | 23 | 3854.95 | 316 | 1218.1642 | 207.4534 | 311.18 | 1.8173 | 0 | 1 | 0 | 1.8173
Low-grade industrial/ commercial - supermarkets | Hypermarkets/Superstores (over 2500m2) | Supermarket 3198 | 23 | 3856 | 316 | 1218.496 | 207.5099 | 311.2648 | 1.8178 | 0 | 1 | 0 | 1.8178
Low-grade industrial/ commercial - supermarkets | Hypermarkets/Superstores (over 2500m2) | Supermarket 3199 | 23 | 3856.4 | 316 | 1218.6224 | 207.5314 | 311.2971 | 1.818 | 0 | 1 | 0 | 1.818
Low-grade industrial/ commercial - supermarkets | Hypermarkets/Superstores (over 2500m2) | Supermarket 3200 | 23 | 3858.44 | 316 | 1219.267 | 207.6412 | 311.4618 | 1.8189 | 0 | 1 | 0 | 1.8189
Low-grade industrial/ commercial - supermarkets | Hypermarkets/Superstores (over 2500m2) | Supermarket 3201 | 23 | 3865.4 | 316 | 1221.4664 | 208.0157 | 312.0236 | 1.8222 | 0 | 1 | 0 | 1.8222
Low-grade industrial/ commercial - supermarkets | Hypermarkets/Superstores (over 2500m2) | Supermarket 3202 | 23 | 3873.03 | 316 | 1223.8775 | 208.4263 | 312.6395 | 1.8258 | 0 | 1 | 0 | 1.8258
Low-grade industrial/ commercial - supermarkets | Hypermarkets/Superstores (over 2500m2) | Supermarket 3203 | 23 | 3879.9 | 316 | 1226.0484 | 208.796 | 313.1941 | 1.8291 | 0 | 1 | 0 | 1.8291
Low-grade industrial/ commercial - supermarkets | Retail Warehouses and Foodstores | Supermarket 3204 | 23 | 3880 | 316 | 1226.08 | 208.8014 | 313.2021 | 1.8291 | 0 | 1 | 0 | 1.8291
Low-grade industrial/ commercial - supermarkets | Hypermarkets/Superstores (over 2500m2) | Supermarket 3205 | 23 | 3890.1 | 316 | 1229.2716 | 209.345 | 314.0174 | 1.8339 | 0 | 1 | 0 | 1.8339
Low-grade industrial/ commercial - supermarkets | Hypermarkets/Superstores (over 2500m2) | Supermarket 3206 | 23 | 3891.45 | 316 | 1229.6982 | 209.4176 | 314.1264 | 1.8345 | 0 | 1 | 0 | 1.8345
Low-grade industrial/ commercial - supermarkets | Hypermarkets/Superstores (over 2500m2) | Supermarket 3207 | 23 | 3896.99 | 316 | 1231.4488 | 209.7157 | 314.5736 | 1.8371 | 0 | 1 | 0 | 1.8371
Low-grade industrial/ commercial - supermarkets | Hypermarkets/Superstores (over 2500m2) | Supermarket 3208 | 23 | 3898.99 | 316 | 1232.0808 | 209.8234 | 314.7351 | 1.8381 | 0 | 1 | 0 | 1.8381
Low-grade industrial/ commercial - supermarkets | Hypermarkets/Superstores (over 2500m2) | Supermarket 3209 | 23 | 3905.21 | 316 | 1234.0464 | 210.1581 | 315.2371 | 1.841 | 0 | 1 | 0 | 1.841
Low-grade industrial/ commercial - supermarkets | Hypermarkets/Superstores (over 2500m2) | Supermarket 3210 | 23 | 3906 | 316 | 1234.296 | 210.2006 | 315.3009 | 1.8414 | 0 | 1 | 0 | 1.8414
Low-grade industrial/ commercial - supermarkets | Hypermarkets/Superstores (over 2500m2) | Supermarket 3211 | 23 | 3908 | 316 | 1234.928 | 210.3082 | 315.4624 | 1.8423 | 0 | 1 | 0 | 1.8423
Low-grade industrial/ commercial - supermarkets | Hypermarkets/Superstores (over 2500m2) | Supermarket 3212 | 23 | 3908.8 | 316 | 1235.1808 | 210.3513 | 315.5269 | 1.8427 | 0 | 1 | 0 | 1.8427
Low-grade industrial/ commercial - supermarkets | Hypermarkets/Superstores (over 2500m2) | Supermarket 3213 | 23 | 3908.9 | 316 | 1235.2124 | 210.3567 | 315.535 | 1.8427 | 0 | 1 | 0 | 1.8427
Low-grade industrial/ commercial - supermarkets | Hypermarkets/Superstores (over 2500m2) | Supermarket 3214 | 23 | 3915.9 | 316 | 1237.4244 | 210.7334 | 316.1001 | 1.846 | 0 | 1 | 0 | 1.846
Low-grade industrial/ commercial - supermarkets | Hypermarkets/Superstores (over 2500m2) | Supermarket 3215 | 23 | 3928.5 | 316 | 1241.406 | 211.4114 | 317.1172 | 1.852 | 0 | 1 | 0 | 1.852
Low-grade industrial/ commercial - supermarkets | Hypermarkets/Superstores (over 2500m2) | Supermarket 3216 | 23 | 3932.34 | 316 | 1242.6194 | 211.6181 | 317.4271 | 1.8538 | 0 | 1 | 0 | 1.8538
Low-grade industrial/ commercial - supermarkets | Hypermarkets/Superstores (over 2500m2) | Supermarket 3217 | 23 | 3936.6 | 316 | 1243.9656 | 211.8473 | 317.771 | 1.8558 | 0 | 1 | 0 | 1.8558
Low-grade industrial/ commercial - supermarkets | Hypermarkets/Superstores (over 2500m2) | Supermarket 3218 | 23 | 3938.3 | 316 | 1244.5028 | 211.9388 | 317.9082 | 1.8566 | 0 | 1 | 0 | 1.8566
Low-grade industrial/ commercial - supermarkets | Hypermarkets/Superstores (over 2500m2) | Supermarket 3219 | 23 | 3941.21 | 316 | 1245.4224 | 212.0954 | 318.1431 | 1.858 | 0 | 1 | 0 | 1.858
Low-grade industrial/ commercial - supermarkets | Hypermarkets/Superstores (over 2500m2) | Supermarket 3220 | 23 | 3942 | 316 | 1245.672 | 212.1379 | 318.2069 | 1.8583 | 0 | 1 | 0 | 1.8583
Low-grade industrial/ commercial - supermarkets | Hypermarkets/Superstores (over 2500m2) | Supermarket 3221 | 23 | 3942.94 | 316 | 1245.969 | 212.1885 | 318.2828 | 1.8588 | 0 | 1 | 0 | 1.8588
Low-grade industrial/ commercial - supermarkets | Hypermarkets/Superstores (over 2500m2) | Supermarket 3222 | 23 | 3943.6 | 316 | 1246.1776 | 212.224 | 318.3361 | 1.8591 | 0 | 1 | 0 | 1.8591
Low-grade industrial/ commercial - supermarkets | Hypermarkets/Superstores (over 2500m2) | Supermarket 3223 | 23 | 3950 | 316 | 1248.2 | 212.5685 | 318.8527 | 1.8621 | 0 | 1 | 0 | 1.8621
Low-grade industrial/ commercial - supermarkets | Hypermarkets/Superstores (over 2500m2) | Supermarket 3224 | 23 | 3953.5 | 316 | 1249.306 | 212.7568 | 319.1352 | 1.8637 | 0 | 1 | 0 | 1.8637
Low-grade industrial/ commercial - supermarkets | Hypermarkets/Superstores (over 2500m2) | Supermarket 3225 | 23 | 3955.8 | 316 | 1250.0328 | 212.8806 | 319.3209 | 1.8648 | 0 | 1 | 0 | 1.8648
Low-grade industrial/ commercial - supermarkets | Hypermarkets/Superstores (over 2500m2) | Supermarket 3226 | 23 | 3970.7 | 316 | 1254.7412 | 213.6824 | 320.5236 | 1.8719 | 0 | 1 | 0 | 1.8719
Low-grade industrial/ commercial - supermarkets | Hypermarkets/Superstores (over 2500m2) | Supermarket 3227 | 23 | 3973.8 | 316 | 1255.7208 | 213.8493 | 320.7739 | 1.8733 | 0 | 1 | 0 | 1.8733
Low-grade industrial/ commercial - supermarkets | Hypermarkets/Superstores (over 2500m2) | Supermarket 3228 | 23 | 3976.1 | 316 | 1256.4476 | 213.973 | 320.9595 | 1.8744 | 0 | 1 | 0 | 1.8744
Low-grade industrial/ commercial - supermarkets | Hypermarkets/Superstores (over 2500m2) | Supermarket 3229 | 23 | 3978.84 | 316 | 1257.3134 | 214.1205 | 321.1807 | 1.8757 | 0 | 1 | 0 | 1.8757
Low-grade industrial/ commercial - supermarkets | Large Shops (Over 1850m2) | Supermarket 3230 | 23 | 3982 | 316 | 1258.312 | 214.2905 | 321.4358 | 1.8772 | 0 | 1 | 0 | 1.8772
Low-grade industrial/ commercial - supermarkets | Hypermarkets/Superstores (over 2500m2) | Supermarket 3231 | 23 | 3990.94 | 316 | 1261.137 | 214.7716 | 322.1575 | 1.8814 | 0 | 1 | 0 | 1.8814
Low-grade industrial/ commercial - supermarkets | Hypermarkets/Superstores (over 2500m2) | Supermarket 3232 | 23 | 4010.7 | 316 | 1267.3812 | 215.835 | 323.7525 | 1.8907 | 0 | 1 | 0 | 1.8907
Low-grade industrial/ commercial - supermarkets | Hypermarkets/Superstores (over 2500m2) | Supermarket 3233 | 23 | 4014.4 | 316 | 1268.5504 | 216.0341 | 324.0512 | 1.8925 | 0 | 1 | 0 | 1.8925
Low-grade industrial/ commercial - supermarkets | Hypermarkets/Superstores (over 2500m2) | Supermarket 3234 | 23 | 4014.7 | 316 | 1268.6452 | 216.0503 | 324.0754 | 1.8926 | 0 | 1 | 0 | 1.8926
Low-grade industrial/ commercial - supermarkets | Hypermarkets/Superstores (over 2500m2) | Supermarket 3235 | 23 | 4016.07 | 316 | 1269.0781 | 216.124 | 324.186 | 1.8932 | 0 | 1 | 0 | 1.8932
Low-grade industrial/ commercial - supermarkets | Retail Warehouses and Foodstores | Supermarket 3236 | 23 | 4025.4 | 316 | 1272.0264 | 216.6261 | 324.9391 | 1.8976 | 0 | 1 | 0 | 1.8976
Low-grade industrial/ commercial - supermarkets | Hypermarkets/Superstores (over 2500m2) | Supermarket 3237 | 23 | 4025.84 | 316 | 1272.1654 | 216.6498 | 324.9747 | 1.8979 | 0 | 1 | 0 | 1.8979
Low-grade industrial/ commercial - supermarkets | Hypermarkets/Superstores (over 2500m2) | Supermarket 3238 | 23 | 4029 | 316 | 1273.164 | 216.8198 | 325.2297 | 1.8993 | 0 | 1 | 0 | 1.8993
Low-grade industrial/ commercial - supermarkets | Hypermarkets/Superstores (over 2500m2) | Supermarket 3239 | 23 | 4029.78 | 316 | 1273.4105 | 216.8618 | 325.2927 | 1.8997 | 0 | 1 | 0 | 1.8997
Low-grade industrial/ commercial - supermarkets | Hypermarkets/Superstores (over 2500m2) | Supermarket 3240 | 23 | 4031.36 | 316 | 1273.9098 | 216.9468 | 325.4202 | 1.9005 | 0 | 1 | 0 | 1.9005
Low-grade industrial/ commercial - supermarkets | Hypermarkets/Superstores (over 2500m2) | Supermarket 3241 | 23 | 4033.4 | 316 | 1274.5544 | 217.0566 | 325.5849 | 1.9014 | 0 | 1 | 0 | 1.9014
Low-grade industrial/ commercial - supermarkets | Hypermarkets/Superstores (over 2500m2) | Supermarket 3242 | 23 | 4036.6 | 316 | 1275.5656 | 217.2288 | 325.8432 | 1.9029 | 0 | 1 | 0 | 1.9029
Low-grade industrial/ commercial - supermarkets | Hypermarkets/Superstores (over 2500m2) | Supermarket 3243 | 23 | 4036.87 | 316 | 1275.6509 | 217.2434 | 325.865 | 1.9031 | 0 | 1 | 0 | 1.9031
Low-grade industrial/ commercial - supermarkets | Hypermarkets/Superstores (over 2500m2) | Supermarket 3244 | 23 | 4045.3 | 316 | 1278.3148 | 217.697 | 326.5455 | 1.907 | 0 | 1 | 0 | 1.907
Low-grade industrial/ commercial - supermarkets | Hypermarkets/Superstores (over 2500m2) | Supermarket 3245 | 23 | 4046.5 | 316 | 1278.694 | 217.7616 | 326.6424 | 1.9076 | 0 | 1 | 0 | 1.9076
Low-grade industrial/ commercial - supermarkets | Hypermarkets/Superstores (over 2500m2) | Supermarket 3246 | 23 | 4059.14 | 316 | 1282.6882 | 218.4418 | 327.6627 | 1.9136 | 0 | 1 | 0 | 1.9136
Low-grade industrial/ commercial - supermarkets | Hypermarkets/Superstores (over 2500m2) | Supermarket 3247 | 23 | 4065.5 | 316 | 1284.698 | 218.7841 | 328.1761 | 1.9165 | 0 | 1 | 0 | 1.9165
Low-grade industrial/ commercial - supermarkets | Large Shops (Over 1850m2) | Supermarket 3248 | 23 | 4069 | 316 | 1285.804 | 218.9724 | 328.4586 | 1.9182 | 0 | 1 | 0 | 1.9182
Low-grade industrial/ commercial - supermarkets | Hypermarkets/Superstores (over 2500m2) | Supermarket 3249 | 23 | 4069.08 | 316 | 1285.8293 | 218.9767 | 328.4651 | 1.9182 | 0 | 1 | 0 | 1.9182
Low-grade industrial/ commercial - supermarkets | Hypermarkets/Superstores (over 2500m2) | Supermarket 3250 | 23 | 4070 | 316 | 1286.12 | 219.0262 | 328.5394 | 1.9187 | 0 | 1 | 0 | 1.9187
Low-grade industrial/ commercial - supermarkets | Hypermarkets/Superstores (over 2500m2) | Supermarket 3251 | 23 | 4072.6 | 316 | 1286.9416 | 219.1662 | 328.7492 | 1.9199 | 0 | 1 | 0 | 1.9199
Low-grade industrial/ commercial - supermarkets | Hypermarkets/Superstores (over 2500m2) | Supermarket 3252 | 23 | 4080.3 | 316 | 1289.3748 | 219.5805 | 329.3708 | 1.9235 | 0 | 1 | 0 | 1.9235
Low-grade industrial/ commercial - supermarkets | Hypermarkets/Superstores (over 2500m2) | Supermarket 3253 | 23 | 4083.5 | 316 | 1290.386 | 219.7527 | 329.6291 | 1.925 | 0 | 1 | 0 | 1.925
Low-grade industrial/ commercial - supermarkets | Hypermarkets/Superstores (over 2500m2) | Supermarket 3254 | 23 | 4084.25 | 316 | 1290.623 | 219.7931 | 329.6896 | 1.9254 | 0 | 1 | 0 | 1.9254
Low-grade industrial/ commercial - supermarkets | Hypermarkets/Superstores (over 2500m2) | Supermarket 3255 | 23 | 4085.32 | 316 | 1290.9611 | 219.8507 | 329.776 | 1.9259 | 0 | 1 | 0 | 1.9259
Low-grade industrial/ commercial - supermarkets | Hypermarkets/Superstores (over 2500m2) | Supermarket 3256 | 23 | 4091 | 316 | 1292.756 | 220.1563 | 330.2345 | 1.9286 | 0 | 1 | 0 | 1.9286
Low-grade industrial/ commercial - supermarkets | Hypermarkets/Superstores (over 2500m2) | Supermarket 3257 | 23 | 4097.2 | 316 | 1294.7152 | 220.49 | 330.735 | 1.9315 | 0 | 1 | 0 | 1.9315
Low-grade industrial/ commercial - supermarkets | Hypermarkets/Superstores (over 2500m2) | Supermarket 3258 | 23 | 4099.83 | 316 | 1295.5463 | 220.6315 | 330.9473 | 1.9327 | 0 | 1 | 0 | 1.9327
Low-grade industrial/ commercial - supermarkets | Hypermarkets/Superstores (over 2500m2) | Supermarket 3259 | 23 | 4100.72 | 316 | 1295.8275 | 220.6794 | 331.0191 | 1.9332 | 0 | 1 | 0 | 1.9332
Low-grade industrial/ commercial - supermarkets | Hypermarkets/Superstores (over 2500m2) | Supermarket 3260 | 23 | 4101 | 316 | 1295.916 | 220.6945 | 331.0417 | 1.9333 | 0 | 1 | 0 | 1.9333
Low-grade industrial/ commercial - supermarkets | Hypermarkets/Superstores (over 2500m2) | Supermarket 3261 | 23 | 4103.2 | 316 | 1296.6112 | 220.8129 | 331.2193 | 1.9343 | 0 | 1 | 0 | 1.9343
Low-grade industrial/ commercial - supermarkets | Hypermarkets/Superstores (over 2500m2) | Supermarket 3262 | 23 | 4104.75 | 316 | 1297.101 | 220.8963 | 331.3445 | 1.9351 | 0 | 1 | 0 | 1.9351
Low-grade industrial/ commercial - supermarkets | Hypermarkets/Superstores (over 2500m2) | Supermarket 3263 | 23 | 4107.6 | 316 | 1298.0016 | 221.0497 | 331.5745 | 1.9364 | 0 | 1 | 0 | 1.9364
Low-grade industrial/ commercial - supermarkets | Hypermarkets/Superstores (over 2500m2) | Supermarket 3264 | 23 | 4108 | 316 | 1298.128 | 221.0712 | 331.6068 | 1.9366 | 0 | 1 | 0 | 1.9366
Low-grade industrial/ commercial - supermarkets | Hypermarkets/Superstores (over 2500m2) | Supermarket 3265 | 23 | 4111.2 | 316 | 1299.1392 | 221.2434 | 331.8651 | 1.9381 | 0 | 1 | 0 | 1.9381
Low-grade industrial/ commercial - supermarkets | Hypermarkets/Superstores (over 2500m2) | Supermarket 3266 | 23 | 4115 | 316 | 1300.34 | 221.4479 | 332.1719 | 1.9399 | 0 | 1 | 0 | 1.9399
Low-grade industrial/ commercial - supermarkets | Hypermarkets/Superstores (over 2500m2) | Supermarket 3267 | 23 | 4115.4 | 316 | 1300.4664 | 221.4694 | 332.2041 | 1.9401 | 0 | 1 | 0 | 1.9401
Low-grade industrial/ commercial - supermarkets | Hypermarkets/Superstores (over 2500m2) | Supermarket 3268 | 23 | 4119.06 | 316 | 1301.623 | 221.6664 | 332.4996 | 1.9418 | 0 | 1 | 0 | 1.9418
Low-grade industrial/ commercial - supermarkets | Hypermarkets/Superstores (over 2500m2) | Supermarket 3269 | 23 | 4125.42 | 316 | 1303.6327 | 222.0087 | 333.013 | 1.9448 | 0 | 1 | 0 | 1.9448
Low-grade industrial/ commercial - supermarkets | Hypermarkets/Superstores (over 2500m2) | Supermarket 3270 | 23 | 4129.5 | 316 | 1304.922 | 222.2282 | 333.3423 | 1.9467 | 0 | 1 | 0 | 1.9467
Low-grade industrial/ commercial - supermarkets | Hypermarkets/Superstores (over 2500m2) | Supermarket 3271 | 23 | 4132.59 | 316 | 1305.8984 | 222.3945 | 333.5918 | 1.9482 | 0 | 1 | 0 | 1.9482
Low-grade industrial/ commercial - supermarkets | Large Shops (Over 1850m2) | Supermarket 3272 | 23 | 4133 | 316 | 1306.028 | 222.4166 | 333.6249 | 1.9484 | 0 | 1 | 0 | 1.9484
Low-grade industrial/ commercial - supermarkets | Hypermarkets/Superstores (over 2500m2) | Supermarket 3273 | 23 | 4133.73 | 316 | 1306.2587 | 222.4559 | 333.6838 | 1.9487 | 0 | 1 | 0 | 1.9487
Low-grade industrial/ commercial - supermarkets | Hypermarkets/Superstores (over 2500m2) | Supermarket 3274 | 23 | 4136.9 | 316 | 1307.2604 | 222.6264 | 333.9397 | 1.9502 | 0 | 1 | 0 | 1.9502
Low-grade industrial/ commercial - supermarkets | Hypermarkets/Superstores (over 2500m2) | Supermarket 3275 | 23 | 4140.23 | 316 | 1308.3127 | 222.8056 | 334.2085 | 1.9518 | 0 | 1 | 0 | 1.9518
Low-grade industrial/ commercial - supermarkets | Hypermarkets/Superstores (over 2500m2) | Supermarket 3276 | 23 | 4142.2 | 316 | 1308.9352 | 222.9117 | 334.3675 | 1.9527 | 0 | 1 | 0 | 1.9527
Low-grade industrial/ commercial - supermarkets | Hypermarkets/Superstores (over 2500m2) | Supermarket 3277 | 23 | 4143.7 | 316 | 1309.4092 | 222.9924 | 334.4886 | 1.9534 | 0 | 1 | 0 | 1.9534
Low-grade industrial/ commercial - supermarkets | Hypermarkets/Superstores (over 2500m2) | Supermarket 3278 | 23 | 4150 | 316 | 1311.4 | 223.3314 | 334.9971 | 1.9564 | 0 | 1 | 0 | 1.9564
Low-grade industrial/ commercial - supermarkets | Hypermarkets/Superstores (over 2500m2) | Supermarket 3279 | 23 | 4159.7 | 316 | 1314.4652 | 223.8534 | 335.7801 | 1.961 | 0 | 1 | 0 | 1.961
Low-grade industrial/ commercial - supermarkets | Hypermarkets/Superstores (over 2500m2) | Supermarket 3280 | 23 | 4161.34 | 316 | 1314.9834 | 223.9417 | 335.9125 | 1.9617 | 0 | 1 | 0 | 1.9617
Low-grade industrial/ commercial - supermarkets | Hypermarkets/Superstores (over 2500m2) | Supermarket 3281 | 23 | 4169.6 | 316 | 1317.5936 | 224.3862 | 336.5793 | 1.9656 | 0 | 1 | 0 | 1.9656
Low-grade industrial/ commercial - supermarkets | Hypermarkets/Superstores (over 2500m2) | Supermarket 3282 | 23 | 4173.3 | 316 | 1318.7628 | 224.5853 | 336.878 | 1.9674 | 0 | 1 | 0 | 1.9674
Low-grade industrial/ commercial - supermarkets | Hypermarkets/Superstores (over 2500m2) | Supermarket 3283 | 23 | 4173.8 | 316 | 1318.9208 | 224.6122 | 336.9183 | 1.9676 | 0 | 1 | 0 | 1.9676
Low-grade industrial/ commercial - supermarkets | Hypermarkets/Superstores (over 2500m2) | Supermarket 3284 | 23 | 4175.2 | 316 | 1319.3632 | 224.6876 | 337.0313 | 1.9683 | 0 | 1 | 0 | 1.9683
Low-grade industrial/ commercial - supermarkets | Hypermarkets/Superstores (over 2500m2) | Supermarket 3285 | 23 | 4179.1 | 316 | 1320.5956 | 224.8974 | 337.3461 | 1.9701 | 0 | 1 | 0 | 1.9701
Low-grade industrial/ commercial - supermarkets | Hypermarkets/Superstores (over 2500m2) | Supermarket 3286 | 23 | 4182.1 | 316 | 1321.5436 | 225.0589 | 337.5883 | 1.9715 | 0 | 1 | 0 | 1.9715
Low-grade industrial/ commercial - supermarkets | Hypermarkets/Superstores (over 2500m2) | Supermarket 3287 | 23 | 4183.8 | 316 | 1322.0808 | 225.1504 | 337.7255 | 1.9723 | 0 | 1 | 0 | 1.9723
Low-grade industrial/ commercial - supermarkets | Hypermarkets/Superstores (over 2500m2) | Supermarket 3288 | 23 | 4184 | 316 | 1322.144 | 225.1611 | 337.7417 | 1.9724 | 0 | 1 | 0 | 1.9724
Low-grade industrial/ commercial - supermarkets | Hypermarkets/Superstores (over 2500m2) | Supermarket 3289 | 23 | 4187.04 | 316 | 1323.1046 | 225.3247 | 337.9871 | 1.9738 | 0 | 1 | 0 | 1.9738
Low-grade industrial/ commercial - supermarkets | Hypermarkets/Superstores (over 2500m2) | Supermarket 3290 | 23 | 4187.3 | 316 | 1323.1868 | 225.3387 | 338.0081 | 1.974 | 0 | 1 | 0 | 1.974
Low-grade industrial/ commercial - supermarkets | Hypermarkets/Superstores (over 2500m2) | Supermarket 3291 | 23 | 4189.12 | 316 | 1323.7619 | 225.4367 | 338.155 | 1.9748 | 0 | 1 | 0 | 1.9748
Low-grade industrial/ commercial - supermarkets | Hypermarkets/Superstores (over 2500m2) | Supermarket 3292 | 23 | 4190.12 | 316 | 1324.0779 | 225.4905 | 338.2357 | 1.9753 | 0 | 1 | 0 | 1.9753
Low-grade industrial/ commercial - supermarkets | Hypermarkets/Superstores (over 2500m2) | Supermarket 3293 | 23 | 4191.44 | 316 | 1324.495 | 225.5615 | 338.3423 | 1.9759 | 0 | 1 | 0 | 1.9759
Low-grade industrial/ commercial - supermarkets | Hypermarkets/Superstores (over 2500m2) | Supermarket 3294 | 23 | 4193.7 | 316 | 1325.2092 | 225.6831 | 338.5247 | 1.977 | 0 | 1 | 0 | 1.977
Low-grade industrial/ commercial - supermarkets | Hypermarkets/Superstores (over 2500m2) | Supermarket 3295 | 23 | 4194.06 | 316 | 1325.323 | 225.7025 | 338.5538 | 1.9772 | 0 | 1 | 0 | 1.9772
Low-grade industrial/ commercial - supermarkets | Hypermarkets/Superstores (over 2500m2) | Supermarket 3296 | 23 | 4197.8 | 316 | 1326.5048 | 225.9038 | 338.8557 | 1.9789 | 0 | 1 | 0 | 1.9789
Low-grade industrial/ commercial - supermarkets | Hypermarkets/Superstores (over 2500m2) | Supermarket 3297 | 23 | 4200.5 | 316 | 1327.358 | 226.0491 | 339.0736 | 1.9802 | 0 | 1 | 0 | 1.9802
Low-grade industrial/ commercial - supermarkets | Hypermarkets/Superstores (over 2500m2) | Supermarket 3298 | 23 | 4202.49 | 316 | 1327.9868 | 226.1562 | 339.2342 | 1.9811 | 0 | 1 | 0 | 1.9811
Low-grade industrial/ commercial - supermarkets | Hypermarkets/Superstores (over 2500m2) | Supermarket 3299 | 23 | 4206.07 | 316 | 1329.1181 | 226.3488 | 339.5232 | 1.9828 | 0 | 1 | 0 | 1.9828
Low-grade industrial/ commercial - supermarkets | Hypermarkets/Superstores (over 2500m2) | Supermarket 3300 | 23 | 4207.1 | 316 | 1329.4436 | 226.4042 | 339.6064 | 1.9833 | 0 | 1 | 0 | 1.9833
Low-grade industrial/ commercial - supermarkets | Hypermarkets/Superstores (over 2500m2) | Supermarket 3301 | 23 | 4213.23 | 316 | 1331.3807 | 226.7341 | 340.1012 | 1.9862 | 0 | 1 | 0 | 1.9862
Low-grade industrial/ commercial - supermarkets | Hypermarkets/Superstores (over 2500m2) | Supermarket 3302 | 23 | 4213.6 | 316 | 1331.4976 | 226.754 | 340.1311 | 1.9864 | 0 | 1 | 0 | 1.9864
Low-grade industrial/ commercial - supermarkets | Hypermarkets/Superstores (over 2500m2) | Supermarket 3303 | 23 | 4213.8 | 316 | 1331.5608 | 226.7648 | 340.1472 | 1.9865 | 0 | 1 | 0 | 1.9865
Low-grade industrial/ commercial - supermarkets | Hypermarkets/Superstores (over 2500m2) | Supermarket 3304 | 23 | 4226.5 | 316 | 1335.574 | 227.4483 | 341.1724 | 1.9924 | 0 | 1 | 0 | 1.9924
Low-grade industrial/ commercial - supermarkets | Hypermarkets/Superstores (over 2500m2) | Supermarket 3305 | 23 | 4227.71 | 316 | 1335.9564 | 227.5134 | 341.2701 | 1.993 | 0 | 1 | 0 | 1.993
Low-grade industrial/ commercial - supermarkets | Hypermarkets/Superstores (over 2500m2) | Supermarket 3306 | 23 | 4231.5 | 316 | 1337.154 | 227.7173 | 341.576 | 1.9948 | 0 | 1 | 0 | 1.9948
Low-grade industrial/ commercial - supermarkets | Hypermarkets/Superstores (over 2500m2) | Supermarket 3307 | 23 | 4231.5 | 316 | 1337.154 | 227.7173 | 341.576 | 1.9948 | 0 | 1 | 0 | 1.9948
Low-grade industrial/ commercial - supermarkets | Hypermarkets/Superstores (over 2500m2) | Supermarket 3308 | 23 | 4245.4 | 316 | 1341.5464 | 228.4654 | 342.698 | 2.0014 | 0 | 1 | 0 | 2.0014
Low-grade industrial/ commercial - supermarkets | Hypermarkets/Superstores (over 2500m2) | Supermarket 3309 | 23 | 4247.6 | 316 | 1342.2416 | 228.5837 | 342.8756 | 2.0024 | 0 | 1 | 0 | 2.0024
Low-grade industrial/ commercial - supermarkets | Hypermarkets/Superstores (over 2500m2) | Supermarket 3310 | 23 | 4249.79 | 316 | 1342.9336 | 228.7016 | 343.0524 | 2.0034 | 0 | 1 | 0 | 2.0034
Low-grade industrial/ commercial - supermarkets | Hypermarkets/Superstores (over 2500m2) | Supermarket 3311 | 23 | 4253.7 | 316 | 1344.1692 | 228.912 | 343.368 | 2.0053 | 0 | 1 | 0 | 2.0053
Low-grade industrial/ commercial - supermarkets | Hypermarkets/Superstores (over 2500m2) | Supermarket 3312 | 23 | 4254.9 | 316 | 1344.5484 | 228.9766 | 343.4649 | 2.0058 | 0 | 1 | 0 | 2.0058
Low-grade industrial/ commercial - supermarkets | Hypermarkets/Superstores (over 2500m2) | Supermarket 3313 | 23 | 4261.14 | 316 | 1346.5202 | 229.3124 | 343.9686 | 2.0088 | 0 | 1 | 0 | 2.0088
Low-grade industrial/ commercial - supermarkets | Hypermarkets/Superstores (over 2500m2) | Supermarket 3314 | 23 | 4262.76 | 316 | 1347.0322 | 229.3996 | 344.0994 | 2.0095 | 0 | 1 | 0 | 2.0095
Low-grade industrial/ commercial - supermarkets | Large Food Stores (750 - 2500m2) | Supermarket 3315 | 23 | 4269.1 | 316 | 1349.0356 | 229.7408 | 344.6111 | 2.0125 | 0 | 1 | 0 | 2.0125
Low-grade industrial/ commercial - supermarkets | Hypermarkets/Superstores (over 2500m2) | Supermarket 3316 | 23 | 4273.74 | 316 | 1350.5018 | 229.9905 | 344.9857 | 2.0147 | 0 | 1 | 0 | 2.0147
Low-grade industrial/ commercial - supermarkets | Hypermarkets/Superstores (over 2500m2) | Supermarket 3317 | 23 | 4285.33 | 316 | 1354.1643 | 230.6142 | 345.9213 | 2.0202 | 0 | 1 | 0 | 2.0202
Low-grade industrial/ commercial - supermarkets | Hypermarkets/Superstores (over 2500m2) | Supermarket 3318 | 23 | 4286.7 | 316 | 1354.5972 | 230.6879 | 346.0319 | 2.0208 | 0 | 1 | 0 | 2.0208
Low-grade industrial/ commercial - supermarkets | Hypermarkets/Superstores (over 2500m2) | Supermarket 3319 | 23 | 4287.6 | 316 | 1354.8816 | 230.7363 | 346.1045 | 2.0213 | 0 | 1 | 0 | 2.0213
Low-grade industrial/ commercial - supermarkets | Hypermarkets/Superstores (over 2500m2) | Supermarket 3320 | 23 | 4289 | 316 | 1355.324 | 230.8117 | 346.2175 | 2.0219 | 0 | 1 | 0 | 2.0219
Low-grade industrial/ commercial - supermarkets | Hypermarkets/Superstores (over 2500m2) | Supermarket 3321 | 23 | 4294.7 | 316 | 1357.1252 | 231.1184 | 346.6776 | 2.0246 | 0 | 1 | 0 | 2.0246
Low-grade industrial/ commercial - supermarkets | Hypermarkets/Superstores (over 2500m2) | Supermarket 3322 | 23 | 4296.32 | 316 | 1357.6371 | 231.2056 | 346.8084 | 2.0254 | 0 | 1 | 0 | 2.0254
Low-grade industrial/ commercial - supermarkets | Hypermarkets/Superstores (over 2500m2) | Supermarket 3323 | 23 | 4296.73 | 316 | 1357.7667 | 231.2277 | 346.8415 | 2.0256 | 0 | 1 | 0 | 2.0256
Low-grade industrial/ commercial - supermarkets | Hypermarkets/Superstores (over 2500m2) | Supermarket 3324 | 23 | 4305.94 | 316 | 1360.677 | 231.7233 | 347.5849 | 2.0299 | 0 | 1 | 0 | 2.0299
Low-grade industrial/ commercial - supermarkets | Hypermarkets/Superstores (over 2500m2) | Supermarket 3325 | 23 | 4306 | 316 | 1360.696 | 231.7265 | 347.5898 | 2.0299 | 0 | 1 | 0 | 2.0299
Low-grade industrial/ commercial - supermarkets | Hypermarkets/Superstores (over 2500m2) | Supermarket 3326 | 23 | 4308 | 316 | 1361.328 | 231.8342 | 347.7512 | 2.0309 | 0 | 1 | 0 | 2.0309
Low-grade industrial/ commercial - supermarkets | Hypermarkets/Superstores (over 2500m2) | Supermarket 3327 | 23 | 4310.2 | 316 | 1362.0232 | 231.9526 | 347.9288 | 2.0319 | 0 | 1 | 0 | 2.0319
Low-grade industrial/ commercial - supermarkets | Hypermarkets/Superstores (over 2500m2) | Supermarket 3328 | 23 | 4311.72 | 316 | 1362.5035 | 232.0343 | 348.0515 | 2.0326 | 0 | 1 | 0 | 2.0326
Low-grade industrial/ commercial - supermarkets | Hypermarkets/Superstores (over 2500m2) | Supermarket 3329 | 23 | 4314.3 | 316 | 1363.3188 | 232.1732 | 348.2598 | 2.0338 | 0 | 1 | 0 | 2.0338
Low-grade industrial/ commercial - supermarkets | Hypermarkets/Superstores (over 2500m2) | Supermarket 3330 | 23 | 4315.5 | 316 | 1363.698 | 232.2378 | 348.3567 | 2.0344 | 0 | 1 | 0 | 2.0344
Low-grade industrial/ commercial - supermarkets | Hypermarkets/Superstores (over 2500m2) | Supermarket 3331 | 23 | 4324.56 | 316 | 1366.561 | 232.7253 | 349.088 | 2.0387 | 0 | 1 | 0 | 2.0387
Low-grade industrial/ commercial - supermarkets | Hypermarkets/Superstores (over 2500m2) | Supermarket 3332 | 23 | 4337.8 | 316 | 1370.7448 | 233.4378 | 350.1568 | 2.0449 | 0 | 1 | 0 | 2.0449
Low-grade industrial/ commercial - supermarkets | Hypermarkets/Superstores (over 2500m2) | Supermarket 3333 | 23 | 4346.63 | 316 | 1373.5351 | 233.913 | 350.8695 | 2.0491 | 0 | 1 | 0 | 2.0491
Low-grade industrial/ commercial - supermarkets | Hypermarkets/Superstores (over 2500m2) | Supermarket 3334 | 23 | 4359.17 | 316 | 1377.4977 | 234.5879 | 351.8818 | 2.055 | 0 | 1 | 0 | 2.055
Low-grade industrial/ commercial - supermarkets | Hypermarkets/Superstores (over 2500m2) | Supermarket 3335 | 23 | 4367 | 316 | 1379.972 | 235.0092 | 352.5138 | 2.0587 | 0 | 1 | 0 | 2.0587
Low-grade industrial/ commercial - supermarkets | Hypermarkets/Superstores (over 2500m2) | Supermarket 3336 | 23 | 4371.3 | 316 | 1381.3308 | 235.2406 | 352.861 | 2.0607 | 0 | 1 | 0 | 2.0607
Low-grade industrial/ commercial - supermarkets | Hypermarkets/Superstores (over 2500m2) | Supermarket 3337 | 23 | 4372.9 | 316 | 1381.8364 | 235.3267 | 352.9901 | 2.0615 | 0 | 1 | 0 | 2.0615
Low-grade industrial/ commercial - supermarkets | Hypermarkets/Superstores (over 2500m2) | Supermarket 3338 | 23 | 4373 | 316 | 1381.868 | 235.3321 | 352.9982 | 2.0615 | 0 | 1 | 0 | 2.0615
Low-grade industrial/ commercial - supermarkets | Hypermarkets/Superstores (over 2500m2) | Supermarket 3339 | 23 | 4373.2 | 316 | 1381.9312 | 235.3429 | 353.0143 | 2.0616 | 0 | 1 | 0 | 2.0616
Low-grade industrial/ commercial - supermarkets | Hypermarkets/Superstores (over 2500m2) | Supermarket 3340 | 23 | 4374.65 | 316 | 1382.3894 | 235.4209 | 353.1314 | 2.0623 | 0 | 1 | 0 | 2.0623
Low-grade industrial/ commercial - supermarkets | Hypermarkets/Superstores (over 2500m2) | Supermarket 3341 | 23 | 4375.47 | 316 | 1382.6485 | 235.465 | 353.1976 | 2.0627 | 0 | 1 | 0 | 2.0627
Low-grade industrial/ commercial - supermarkets | Hypermarkets/Superstores (over 2500m2) | Supermarket 3342 | 23 | 4383.94 | 316 | 1385.325 | 235.9209 | 353.8813 | 2.0667 | 0 | 1 | 0 | 2.0667
Low-grade industrial/ commercial - supermarkets | Hypermarkets/Superstores (over 2500m2) | Supermarket 3343 | 23 | 4386.82 | 316 | 1386.2351 | 236.0758 | 354.1138 | 2.068 | 0 | 1 | 0 | 2.068
Low-grade industrial/ commercial - supermarkets | Hypermarkets/Superstores (over 2500m2) | Supermarket 3344 | 23 | 4386.98 | 316 | 1386.2857 | 236.0845 | 354.1267 | 2.0681 | 0 | 1 | 0 | 2.0681
Low-grade industrial/ commercial - supermarkets | Hypermarkets/Superstores (over 2500m2) | Supermarket 3345 | 23 | 4387.7 | 316 | 1386.5132 | 236.1232 | 354.1848 | 2.0684 | 0 | 1 | 0 | 2.0684
Low-grade industrial/ commercial - supermarkets | Hypermarkets/Superstores (over 2500m2) | Supermarket 3346 | 23 | 4389.7 | 316 | 1387.1452 | 236.2308 | 354.3462 | 2.0694 | 0 | 1 | 0 | 2.0694
Low-grade industrial/ commercial - supermarkets | Hypermarkets/Superstores (over 2500m2) | Supermarket 3347 | 23 | 4390 | 316 | 1387.24 | 236.247 | 354.3705 | 2.0695 | 0 | 1 | 0 | 2.0695
Low-grade industrial/ commercial - supermarkets | Hypermarkets/Superstores (over 2500m2) | Supermarket 3348 | 23 | 4390.5 | 316 | 1387.398 | 236.2739 | 354.4108 | 2.0698 | 0 | 1 | 0 | 2.0698
Low-grade industrial/ commercial - supermarkets | Large Shops (Over 1850m2) | Supermarket 3349 | 23 | 4398.17 | 316 | 1389.8217 | 236.6866 | 355.03 | 2.0734 | 0 | 1 | 0 | 2.0734
Low-grade industrial/ commercial - supermarkets | Hypermarkets/Superstores (over 2500m2) | Supermarket 3350 | 23 | 4411.1 | 316 | 1393.9076 | 237.3825 | 356.0737 | 2.0795 | 0 | 1 | 0 | 2.0795
Low-grade industrial/ commercial - supermarkets | Hypermarkets/Superstores (over 2500m2) | Supermarket 3351 | 23 | 4413.57 | 316 | 1394.6881 | 237.5154 | 356.2731 | 2.0806 | 0 | 1 | 0 | 2.0806
Low-grade industrial/ commercial - supermarkets | Hypermarkets/Superstores (over 2500m2) | Supermarket 3352 | 23 | 4414.49 | 316 | 1394.9788 | 237.5649 | 356.3473 | 2.0811 | 0 | 1 | 0 | 2.0811
Low-grade industrial/ commercial - supermarkets | Hypermarkets/Superstores (over 2500m2) | Supermarket 3353 | 23 | 4417.2 | 316 | 1395.8352 | 237.7107 | 356.5661 | 2.0823 | 0 | 1 | 0 | 2.0823
Low-grade industrial/ commercial - supermarkets | Hypermarkets/Superstores (over 2500m2) | Supermarket 3354 | 23 | 4418.91 | 316 | 1396.3756 | 237.8028 | 356.7041 | 2.0832 | 0 | 1 | 0 | 2.0832
Low-grade industrial/ commercial - supermarkets | Hypermarkets/Superstores (over 2500m2) | Supermarket 3355 | 23 | 4432.6 | 316 | 1400.7016 | 238.5395 | 357.8092 | 2.0896 | 0 | 1 | 0 | 2.0896
Low-grade industrial/ commercial - supermarkets | Hypermarkets/Superstores (over 2500m2) | Supermarket 3356 | 23 | 4433.83 | 316 | 1401.0903 | 238.6057 | 357.9085 | 2.0902 | 0 | 1 | 0 | 2.0902
Low-grade industrial/ commercial - supermarkets | Large Shops (Over 1850m2) | Supermarket 3357 | 23 | 4434.1 | 316 | 1401.1756 | 238.6202 | 357.9303 | 2.0903 | 0 | 1 | 0 | 2.0903
Low-grade industrial/ commercial - supermarkets | Hypermarkets/Superstores (over 2500m2) | Supermarket 3358 | 23 | 4434.4 | 316 | 1401.2704 | 238.6363 | 357.9545 | 2.0905 | 0 | 1 | 0 | 2.0905
Low-grade industrial/ commercial - supermarkets | Hypermarkets/Superstores (over 2500m2) | Supermarket 3359 | 23 | 4434.52 | 316 | 1401.3083 | 238.6428 | 357.9642 | 2.0905 | 0 | 1 | 0 | 2.0905
Low-grade industrial/ commercial - supermarkets | Hypermarkets/Superstores (over 2500m2) | Supermarket 3360 | 23 | 4440 | 316 | 1403.04 | 238.9377 | 358.4066 | 2.0931 | 0 | 1 | 0 | 2.0931
Low-grade industrial/ commercial - supermarkets | Hypermarkets/Superstores (over 2500m2) | Supermarket 3361 | 23 | 4449.8 | 316 | 1406.1368 | 239.4651 | 359.1976 | 2.0977 | 0 | 1 | 0 | 2.0977
Low-grade industrial/ commercial - supermarkets | Hypermarkets/Superstores (over 2500m2) | Supermarket 3362 | 23 | 4457.5 | 316 | 1408.57 | 239.8795 | 359.8192 | 2.1013 | 0 | 1 | 0 | 2.1013
Low-grade industrial/ commercial - supermarkets | Hypermarkets/Superstores (over 2500m2) | Supermarket 3363 | 23 | 4460.9 | 316 | 1409.6444 | 240.0624 | 360.0937 | 2.1029 | 0 | 1 | 0 | 2.1029
Low-grade industrial/ commercial - supermarkets | Hypermarkets/Superstores (over 2500m2) | Supermarket 3364 | 23 | 4462.78 | 316 | 1410.2385 | 240.1636 | 360.2454 | 2.1038 | 0 | 1 | 0 | 2.1038
Low-grade industrial/ commercial - supermarkets | Hypermarkets/Superstores (over 2500m2) | Supermarket 3365 | 23 | 4463.87 | 316 | 1410.5829 | 240.2223 | 360.3334 | 2.1043 | 0 | 1 | 0 | 2.1043
Low-grade industrial/ commercial - supermarkets | Hypermarkets/Superstores (over 2500m2) | Supermarket 3366 | 23 | 4465.1 | 316 | 1410.9716 | 240.2885 | 360.4327 | 2.1049 | 0 | 1 | 0 | 2.1049
Low-grade industrial/ commercial - supermarkets | Hypermarkets/Superstores (over 2500m2) | Supermarket 3367 | 23 | 4471.83 | 316 | 1413.0983 | 240.6506 | 360.976 | 2.1081 | 0 | 1 | 0 | 2.1081
Low-grade industrial/ commercial - supermarkets | Large Shops (Over 1850m2) | Supermarket 3368 | 23 | 4473.5 | 316 | 1413.626 | 240.7405 | 361.1108 | 2.1089 | 0 | 1 | 0 | 2.1089
Low-grade industrial/ commercial - supermarkets | Hypermarkets/Superstores (over 2500m2) | Supermarket 3369 | 23 | 4476.84 | 316 | 1414.6814 | 240.9202 | 361.3804 | 2.1105 | 0 | 1 | 0 | 2.1105
Low-grade industrial/ commercial - supermarkets | Hypermarkets/Superstores (over 2500m2) | Supermarket 3370 | 23 | 4481.2 | 316 | 1416.0592 | 241.1549 | 361.7323 | 2.1125 | 0 | 1 | 0 | 2.1125
Low-grade industrial/ commercial - supermarkets | Hypermarkets/Superstores (over 2500m2) | Supermarket 3371 | 23 | 4481.875 | 316 | 1416.2725 | 241.1912 | 361.7868 | 2.1128 | 0 | 1 | 0 | 2.1128
Low-grade industrial/ commercial - supermarkets | Hypermarkets/Superstores (over 2500m2) | Supermarket 3372 | 23 | 4482.1 | 316 | 1416.3436 | 241.2033 | 361.805 | 2.1129 | 0 | 1 | 0 | 2.1129
Low-grade industrial/ commercial - supermarkets | Hypermarkets/Superstores (over 2500m2) | Supermarket 3373 | 23 | 4485.21 | 316 | 1417.3264 | 241.3707 | 362.056 | 2.1144 | 0 | 1 | 0 | 2.1144
Low-grade industrial/ commercial - supermarkets | Hypermarkets/Superstores (over 2500m2) | Supermarket 3374 | 23 | 4488 | 316 | 1418.208 | 241.5208 | 362.2812 | 2.1157 | 0 | 1 | 0 | 2.1157
Low-grade industrial/ commercial - supermarkets | Hypermarkets/Superstores (over 2500m2) | Supermarket 3375 | 23 | 4489.5 | 316 | 1418.682 | 241.6015 | 362.4023 | 2.1164 | 0 | 1 | 0 | 2.1164
Low-grade industrial/ commercial - supermarkets | Hypermarkets/Superstores (over 2500m2) | Supermarket 3376 | 23 | 4495 | 316 | 1420.42 | 241.8975 | 362.8463 | 2.119 | 0 | 1 | 0 | 2.119
Low-grade industrial/ commercial - supermarkets | Hypermarkets/Superstores (over 2500m2) | Supermarket 3377 | 23 | 4495.6 | 316 | 1420.6096 | 241.9298 | 362.8947 | 2.1193 | 0 | 1 | 0 | 2.1193
Low-grade industrial/ commercial - supermarkets | Hypermarkets/Superstores (over 2500m2) | Supermarket 3378 | 23 | 4496.6 | 316 | 1420.9256 | 241.9836 | 362.9754 | 2.1198 | 0 | 1 | 0 | 2.1198
Low-grade industrial/ commercial - supermarkets | Hypermarkets/Superstores (over 2500m2) | Supermarket 3379 | 23 | 4496.7 | 316 | 1420.9572 | 241.989 | 362.9835 | 2.1198 | 0 | 1 | 0 | 2.1198
Low-grade industrial/ commercial - supermarkets | Hypermarkets/Superstores (over 2500m2) | Supermarket 3380 | 23 | 4497.34 | 316 | 1421.1594 | 242.0235 | 363.0352 | 2.1201 | 0 | 1 | 0 | 2.1201
Low-grade industrial/ commercial - supermarkets | Hypermarkets/Superstores (over 2500m2) | Supermarket 3381 | 23 | 4498.8 | 316 | 1421.6208 | 242.102 | 363.153 | 2.1208 | 0 | 1 | 0 | 2.1208
Low-grade industrial/ commercial - supermarkets | Hypermarkets/Superstores (over 2500m2) | Supermarket 3382 | 23 | 4500 | 316 | 1422 | 242.1666 | 363.2499 | 2.1214 | 0 | 1 | 0 | 2.1214
Low-grade industrial/ commercial - supermarkets | Hypermarkets/Superstores (over 2500m2) | Supermarket 3383 | 23 | 4502.78 | 316 | 1422.8785 | 242.3162 | 363.4743 | 2.1227 | 0 | 1 | 0 | 2.1227
Low-grade industrial/ commercial - supermarkets | Hypermarkets/Superstores (over 2500m2) | Supermarket 3384 | 23 | 4503.15 | 316 | 1422.9954 | 242.3361 | 363.5042 | 2.1229 | 0 | 1 | 0 | 2.1229
Low-grade industrial/ commercial - supermarkets | Hypermarkets/Superstores (over 2500m2) | Supermarket 3385 | 23 | 4507.6 | 316 | 1424.4016 | 242.5756 | 363.8634 | 2.125 | 0 | 1 | 0 | 2.125
Low-grade industrial/ commercial - supermarkets | Hypermarkets/Superstores (over 2500m2) | Supermarket 3386 | 23 | 4516.7 | 316 | 1427.2772 | 243.0653 | 364.598 | 2.1293 | 0 | 1 | 0 | 2.1293
Low-grade industrial/ commercial - supermarkets | Hypermarkets/Superstores (over 2500m2) | Supermarket 3387 | 23 | 4518 | 316 | 1427.688 | 243.1353 | 364.7029 | 2.1299 | 0 | 1 | 0 | 2.1299
Low-grade industrial/ commercial - supermarkets | Hypermarkets/Superstores (over 2500m2) | Supermarket 3388 | 23 | 4520.61 | 316 | 1428.5128 | 243.2757 | 364.9136 | 2.1311 | 0 | 1 | 0 | 2.1311
Low-grade industrial/ commercial - supermarkets | Hypermarkets/Superstores (over 2500m2) | Supermarket 3389 | 23 | 4522.2 | 316 | 1429.0152 | 243.3613 | 365.0419 | 2.1318 | 0 | 1 | 0 | 2.1318
Low-grade industrial/ commercial - supermarkets | Hypermarkets/Superstores (over 2500m2) | Supermarket 3390 | 23 | 4522.48 | 316 | 1429.1037 | 243.3764 | 365.0645 | 2.132 | 0 | 1 | 0 | 2.132
Low-grade industrial/ commercial - supermarkets | Hypermarkets/Superstores (over 2500m2) | Supermarket 3391 | 23 | 4522.55 | 316 | 1429.1258 | 243.3801 | 365.0702 | 2.132 | 0 | 1 | 0 | 2.132
Low-grade industrial/ commercial - supermarkets | Hypermarkets/Superstores (over 2500m2) | Supermarket 3392 | 23 | 4522.78 | 316 | 1429.1985 | 243.3925 | 365.0888 | 2.1321 | 0 | 1 | 0 | 2.1321
Low-grade industrial/ commercial - supermarkets | Hypermarkets/Superstores (over 2500m2) | Supermarket 3393 | 23 | 4526 | 316 | 1430.216 | 243.5658 | 365.3487 | 2.1336 | 0 | 1 | 0 | 2.1336
Low-grade industrial/ commercial - supermarkets | Hypermarkets/Superstores (over 2500m2) | Supermarket 3394 | 23 | 4526.7 | 316 | 1430.4372 | 243.6035 | 365.4052 | 2.134 | 0 | 1 | 0 | 2.134
Low-grade industrial/ commercial - supermarkets | Hypermarkets/Superstores (over 2500m2) | Supermarket 3395 | 23 | 4532.1 | 316 | 1432.1436 | 243.8941 | 365.8411 | 2.1365 | 0 | 1 | 0 | 2.1365
Low-grade industrial/ commercial - supermarkets | Hypermarkets/Superstores (over 2500m2) | Supermarket 3396 | 23 | 4538 | 316 | 1434.008 | 244.2116 | 366.3173 | 2.1393 | 0 | 1 | 0 | 2.1393
Low-grade industrial/ commercial - supermarkets | Hypermarkets/Superstores (over 2500m2) | Supermarket 3397 | 23 | 4539.4 | 316 | 1434.4504 | 244.2869 | 366.4304 | 2.14 | 0 | 1 | 0 | 2.14
Low-grade industrial/ commercial - supermarkets | Hypermarkets/Superstores (over 2500m2) | Supermarket 3398 | 23 | 4540.73 | 316 | 1434.8707 | 244.3585 | 366.5377 | 2.1406 | 0 | 1 | 0 | 2.1406
Low-grade industrial/ commercial - supermarkets | Hypermarkets/Superstores (over 2500m2) | Supermarket 3399 | 23 | 4543.68 | 316 | 1435.8029 | 244.5172 | 366.7758 | 2.142 | 0 | 1 | 0 | 2.142
Low-grade industrial/ commercial - supermarkets | Hypermarkets/Superstores (over 2500m2) | Supermarket 3400 | 23 | 4545.3 | 316 | 1436.3148 | 244.6044 | 366.9066 | 2.1427 | 0 | 1 | 0 | 2.1427
Low-grade industrial/ commercial - supermarkets | Hypermarkets/Superstores (over 2500m2) | Supermarket 3401 | 23 | 4545.67 | 316 | 1436.4317 | 244.6243 | 366.9365 | 2.1429 | 0 | 1 | 0 | 2.1429
Low-grade industrial/ commercial - supermarkets | Hypermarkets/Superstores (over 2500m2) | Supermarket 3402 | 23 | 4548.91 | 316 | 1437.4556 | 244.7987 | 367.198 | 2.1444 | 0 | 1 | 0 | 2.1444
Low-grade industrial/ commercial - supermarkets | Hypermarkets/Superstores (over 2500m2) | Supermarket 3403 | 23 | 4556.03 | 316 | 1439.7055 | 245.1818 | 367.7728 | 2.1478 | 0 | 1 | 0 | 2.1478
Low-grade industrial/ commercial - supermarkets | Hypermarkets/Superstores (over 2500m2) | Supermarket 3404 | 23 | 4565.8 | 316 | 1442.7928 | 245.7076 | 368.5614 | 2.1524 | 0 | 1 | 0 | 2.1524
Low-grade industrial/ commercial - supermarkets | Hypermarkets/Superstores (over 2500m2) | Supermarket 3405 | 23 | 4568.65 | 316 | 1443.6934 | 245.861 | 368.7915 | 2.1537 | 0 | 1 | 0 | 2.1537
Low-grade industrial/ commercial - supermarkets | Hypermarkets/Superstores (over 2500m2) | Supermarket 3406 | 23 | 4572.34 | 316 | 1444.8594 | 246.0596 | 369.0893 | 2.1555 | 0 | 1 | 0 | 2.1555
Low-grade industrial/ commercial - supermarkets | Hypermarkets/Superstores (over 2500m2) | Supermarket 3407 | 23 | 4577.45 | 316 | 1446.4742 | 246.3346 | 369.5018 | 2.1579 | 0 | 1 | 0 | 2.1579
Low-grade industrial/ commercial - supermarkets | Hypermarkets/Superstores (over 2500m2) | Supermarket 3408 | 23 | 4579.53 | 316 | 1447.1315 | 246.4465 | 369.6697 | 2.1589 | 0 | 1 | 0 | 2.1589
Low-grade industrial/ commercial - supermarkets | Hypermarkets/Superstores (over 2500m2) | Supermarket 3409 | 23 | 4580.2 | 316 | 1447.3432 | 246.4825 | 369.7238 | 2.1592 | 0 | 1 | 0 | 2.1592
Low-grade industrial/ commercial - supermarkets | Hypermarkets/Superstores (over 2500m2) | Supermarket 3410 | 23 | 4584 | 316 | 1448.544 | 246.687 | 370.0306 | 2.161 | 0 | 1 | 0 | 2.161
Low-grade industrial/ commercial - supermarkets | Hypermarkets/Superstores (over 2500m2) | Supermarket 3411 | 23 | 4584.1 | 316 | 1448.5756 | 246.6924 | 370.0386 | 2.161 | 0 | 1 | 0 | 2.161
Low-grade industrial/ commercial - supermarkets | Hypermarkets/Superstores (over 2500m2) | Supermarket 3412 | 23 | 4586 | 316 | 1449.176 | 246.7947 | 370.192 | 2.1619 | 0 | 1 | 0 | 2.1619
Low-grade industrial/ commercial - supermarkets | Hypermarkets/Superstores (over 2500m2) | Supermarket 3413 | 23 | 4587.68 | 316 | 1449.7069 | 246.8851 | 370.3276 | 2.1627 | 0 | 1 | 0 | 2.1627
Low-grade industrial/ commercial - supermarkets | Hypermarkets/Superstores (over 2500m2) | Supermarket 3414 | 23 | 4587.95 | 316 | 1449.7922 | 246.8996 | 370.3494 | 2.1628 | 0 | 1 | 0 | 2.1628
Low-grade industrial/ commercial - supermarkets | Hypermarkets/Superstores (over 2500m2) | Supermarket 3415 | 23 | 4589.6 | 316 | 1450.3136 | 246.9884 | 370.4826 | 2.1636 | 0 | 1 | 0 | 2.1636
Low-grade industrial/ commercial - supermarkets | Hypermarkets/Superstores (over 2500m2) | Supermarket 3416 | 23 | 4589.8 | 316 | 1450.3768 | 246.9992 | 370.4988 | 2.1637 | 0 | 1 | 0 | 2.1637
Low-grade industrial/ commercial - supermarkets | Hypermarkets/Superstores (over 2500m2) | Supermarket 3417 | 23 | 4592 | 316 | 1451.072 | 247.1176 | 370.6763 | 2.1647 | 0 | 1 | 0 | 2.1647
Low-grade industrial/ commercial - supermarkets | Hypermarkets/Superstores (over 2500m2) | Supermarket 3418 | 23 | 4594.57 | 316 | 1451.8841 | 247.2559 | 370.8838 | 2.166 | 0 | 1 | 0 | 2.166
Low-grade industrial/ commercial - supermarkets | Hypermarkets/Superstores (over 2500m2) | Supermarket 3419 | 23 | 4596 | 316 | 1452.336 | 247.3328 | 370.9992 | 2.1666 | 0 | 1 | 0 | 2.1666
Low-grade industrial/ commercial - supermarkets | Hypermarkets/Superstores (over 2500m2) | Supermarket 3420 | 23 | 4598.2 | 316 | 1453.0312 | 247.4512 | 371.1768 | 2.1677 | 0 | 1 | 0 | 2.1677
Low-grade industrial/ commercial - supermarkets | Hypermarkets/Superstores (over 2500m2) | Supermarket 3421 | 23 | 4602.16 | 316 | 1454.2826 | 247.6643 | 371.4965 | 2.1695 | 0 | 1 | 0 | 2.1695
Low-grade industrial/ commercial - supermarkets | Hypermarkets/Superstores (over 2500m2) | Supermarket 3422 | 23 | 4603.4 | 316 | 1454.6744 | 247.7311 | 371.5966 | 2.1701 | 0 | 1 | 0 | 2.1701
Low-grade industrial/ commercial - supermarkets | Hypermarkets/Superstores (over 2500m2) | Supermarket 3423 | 23 | 4605.21 | 316 | 1455.2464 | 247.8285 | 371.7427 | 2.171 | 0 | 1 | 0 | 2.171
Low-grade industrial/ commercial - supermarkets | Hypermarkets/Superstores (over 2500m2) | Supermarket 3424 | 23 | 4619.5 | 316 | 1459.762 | 248.5975 | 372.8962 | 2.1777 | 0 | 1 | 0 | 2.1777
Low-grade industrial/ commercial - supermarkets | Hypermarkets/Superstores (over 2500m2) | Supermarket 3425 | 23 | 4619.9 | 316 | 1459.8884 | 248.619 | 372.9285 | 2.1779 | 0 | 1 | 0 | 2.1779
Low-grade industrial/ commercial - supermarkets | Hypermarkets/Superstores (over 2500m2) | Supermarket 3426 | 23 | 4625.5 | 316 | 1461.658 | 248.9204 | 373.3805 | 2.1805 | 0 | 1 | 0 | 2.1805
Low-grade industrial/ commercial - supermarkets | Hypermarkets/Superstores (over 2500m2) | Supermarket 3427 | 23 | 4626.4 | 316 | 1461.9424 | 248.9688 | 373.4532 | 2.181 | 0 | 1 | 0 | 2.181
Low-grade industrial/ commercial - supermarkets | Hypermarkets/Superstores (over 2500m2) | Supermarket 3428 | 23 | 4632.4 | 316 | 1463.8384 | 249.2917 | 373.9375 | 2.1838 | 0 | 1 | 0 | 2.1838
Low-grade industrial/ commercial - supermarkets | Hypermarkets/Superstores (over 2500m2) | Supermarket 3429 | 23 | 4642.01 | 316 | 1466.8752 | 249.8088 | 374.7133 | 2.1883 | 0 | 1 | 0 | 2.1883
Low-grade industrial/ commercial - supermarkets | Hypermarkets/Superstores (over 2500m2) | Supermarket 3430 | 23 | 4655.47 | 316 | 1471.1285 | 250.5332 | 375.7998 | 2.1947 | 1 | 1 | 2.1947 | 2.1947
Low-grade industrial/ commercial - supermarkets | Hypermarkets/Superstores (over 2500m2) | Supermarket 3431 | 23 | 4656.8 | 316 | 1471.5488 | 250.6048 | 375.9071 | 2.1953 | 1 | 1 | 2.1953 | 2.1953
Low-grade industrial/ commercial - supermarkets | Hypermarkets/Superstores (over 2500m2) | Supermarket 3432 | 23 | 4658.6 | 316 | 1472.1176 | 250.7016 | 376.0524 | 2.1961 | 1 | 1 | 2.1961 | 2.1961
Low-grade industrial/ commercial - supermarkets | Hypermarkets/Superstores (over 2500m2) | Supermarket 3433 | 23 | 4659.29 | 316 | 1472.3356 | 250.7388 | 376.1081 | 2.1965 | 1 | 1 | 2.1965 | 2.1965
Low-grade industrial/ commercial - supermarkets | Hypermarkets/Superstores (over 2500m2) | Supermarket 3434 | 23 | 4659.5 | 316 | 1472.402 | 250.7501 | 376.1251 | 2.1966 | 1 | 1 | 2.1966 | 2.1966
Low-grade industrial/ commercial - supermarkets | Hypermarkets/Superstores (over 2500m2) | Supermarket 3435 | 23 | 4660.525 | 316 | 1472.7259 | 250.8052 | 376.2078 | 2.1971 | 1 | 1 | 2.1971 | 2.1971
Low-grade industrial/ commercial - supermarkets | Hypermarkets/Superstores (over 2500m2) | Supermarket 3436 | 23 | 4662.75 | 316 | 1473.429 | 250.925 | 376.3874 | 2.1981 | 1 | 1 | 2.1981 | 2.1981
Low-grade industrial/ commercial - supermarkets | Hypermarkets/Superstores (over 2500m2) | Supermarket 3437 | 23 | 4668.5 | 316 | 1475.246 | 251.2344 | 376.8516 | 2.2008 | 1 | 1 | 2.2008 | 2.2008
Low-grade industrial/ commercial - supermarkets | Hypermarkets/Superstores (over 2500m2) | Supermarket 3438 | 23 | 4674 | 316 | 1476.984 | 251.5304 | 377.2956 | 2.2034 | 1 | 1 | 2.2034 | 2.2034
Low-grade industrial/ commercial - supermarkets | Hypermarkets/Superstores (over 2500m2) | Supermarket 3439 | 23 | 4674.38 | 316 | 1477.1041 | 251.5508 | 377.3262 | 2.2036 | 1 | 1 | 2.2036 | 2.2036
Low-grade industrial/ commercial - supermarkets | Hypermarkets/Superstores (over 2500m2) | Supermarket 3440 | 23 | 4675.3 | 316 | 1477.3948 | 251.6003 | 377.4005 | 2.204 | 1 | 1 | 2.204 | 2.204
Low-grade industrial/ commercial - supermarkets | Hypermarkets/Superstores (over 2500m2) | Supermarket 3441 | 23 | 4676.73 | 316 | 1477.8467 | 251.6773 | 377.5159 | 2.2047 | 1 | 1 | 2.2047 | 2.2047
Low-grade industrial/ commercial - supermarkets | Hypermarkets/Superstores (over 2500m2) | Supermarket 3442 | 23 | 4679.5 | 316 | 1478.722 | 251.8264 | 377.7395 | 2.206 | 1 | 1 | 2.206 | 2.206
Low-grade industrial/ commercial - supermarkets | Hypermarkets/Superstores (over 2500m2) | Supermarket 3443 | 23 | 4685.51 | 316 | 1480.6212 | 252.1498 | 378.2247 | 2.2088 | 1 | 1 | 2.2088 | 2.2088
Low-grade industrial/ commercial - supermarkets | Hypermarkets/Superstores (over 2500m2) | Supermarket 3444 | 23 | 4695 | 316 | 1483.62 | 252.6605 | 378.9907 | 2.2133 | 1 | 1 | 2.2133 | 2.2133
Low-grade industrial/ commercial - supermarkets | Hypermarkets/Superstores (over 2500m2) | Supermarket 3445 | 23 | 4697 | 316 | 1484.252 | 252.7681 | 379.1522 | 2.2142 | 1 | 1 | 2.2142 | 2.2142
Low-grade industrial/ commercial - supermarkets | Hypermarkets/Superstores (over 2500m2) | Supermarket 3446 | 23 | 4699.98 | 316 | 1485.1937 | 252.9285 | 379.3927 | 2.2157 | 1 | 1 | 2.2157 | 2.2157
Low-grade industrial/ commercial - supermarkets | Hypermarkets/Superstores (over 2500m2) | Supermarket 3447 | 23 | 4700.2 | 316 | 1485.2632 | 252.9403 | 379.4105 | 2.2158 | 1 | 1 | 2.2158 | 2.2158
Low-grade industrial/ commercial - supermarkets | Hypermarkets/Superstores (over 2500m2) | Supermarket 3448 | 23 | 4701.7 | 316 | 1485.7372 | 253.021 | 379.5316 | 2.2165 | 1 | 1 | 2.2165 | 2.2165
Low-grade industrial/ commercial - supermarkets | Hypermarkets/Superstores (over 2500m2) | Supermarket 3449 | 23 | 4702.3 | 316 | 1485.9268 | 253.0533 | 379.58 | 2.2167 | 1 | 1 | 2.2167 | 2.2167
Low-grade industrial/ commercial - supermarkets | Hypermarkets/Superstores (over 2500m2) | Supermarket 3450 | 23 | 4703.8 | 316 | 1486.4008 | 253.1341 | 379.7011 | 2.2175 | 1 | 1 | 2.2175 | 2.2175
Low-grade industrial/ commercial - supermarkets | Hypermarkets/Superstores (over 2500m2) | Supermarket 3451 | 23 | 4713 | 316 | 1489.308 | 253.6292 | 380.4437 | 2.2218 | 1 | 1 | 2.2218 | 2.2218
Low-grade industrial/ commercial - supermarkets | Hypermarkets/Superstores (over 2500m2) | Supermarket 3452 | 23 | 4718 | 316 | 1490.888 | 253.8982 | 380.8473 | 2.2241 | 1 | 1 | 2.2241 | 2.2241
Low-grade industrial/ commercial - supermarkets | Hypermarkets/Superstores (over 2500m2) | Supermarket 3453 | 23 | 4724.83 | 316 | 1493.0463 | 254.2658 | 381.3987 | 2.2274 | 1 | 1 | 2.2274 | 2.2274
Low-grade industrial/ commercial - supermarkets | Hypermarkets/Superstores (over 2500m2) | Supermarket 3454 | 23 | 4726 | 316 | 1493.416 | 254.3287 | 381.4931 | 2.2279 | 1 | 1 | 2.2279 | 2.2279
Low-grade industrial/ commercial - supermarkets | Hypermarkets/Superstores (over 2500m2) | Supermarket 3455 | 23 | 4730 | 316 | 1494.68 | 254.544 | 381.816 | 2.2298 | 1 | 1 | 2.2298 | 2.2298
Low-grade industrial/ commercial - supermarkets | Hypermarkets/Superstores (over 2500m2) | Supermarket 3456 | 23 | 4731.26 | 316 | 1495.0782 | 254.6118 | 381.9177 | 2.2304 | 1 | 1 | 2.2304 | 2.2304
Low-grade industrial/ commercial - supermarkets | Hypermarkets/Superstores (over 2500m2) | Supermarket 3457 | 23 | 4734.07 | 316 | 1495.9661 | 254.763 | 382.1445 | 2.2317 | 1 | 1 | 2.2317 | 2.2317
Low-grade industrial/ commercial - supermarkets | Hypermarkets/Superstores (over 2500m2) | Supermarket 3458 | 23 | 4745.8 | 316 | 1499.6728 | 255.3943 | 383.0914 | 2.2373 | 1 | 1 | 2.2373 | 2.2373
Low-grade industrial/ commercial - supermarkets | Hypermarkets/Superstores (over 2500m2) | Supermarket 3459 | 23 | 4747.46 | 316 | 1500.1974 | 255.4836 | 383.2254 | 2.238 | 1 | 1 | 2.238 | 2.238
Low-grade industrial/ commercial - supermarkets | Hypermarkets/Superstores (over 2500m2) | Supermarket 3460 | 23 | 4754 | 316 | 1502.264 | 255.8356 | 383.7533 | 2.2411 | 1 | 1 | 2.2411 | 2.2411
Low-grade industrial/ commercial - supermarkets | Hypermarkets/Superstores (over 2500m2) | Supermarket 3461 | 23 | 4756.3 | 316 | 1502.9908 | 255.9593 | 383.939 | 2.2422 | 1 | 1 | 2.2422 | 2.2422
Low-grade industrial/ commercial - supermarkets | Hypermarkets/Superstores (over 2500m2) | Supermarket 3462 | 23 | 4757 | 316 | 1503.212 | 255.997 | 383.9955 | 2.2425 | 1 | 1 | 2.2425 | 2.2425
Low-grade industrial/ commercial - supermarkets | Hypermarkets/Superstores (over 2500m2) | Supermarket 3463 | 23 | 4758 | 316 | 1503.528 | 256.0508 | 384.0762 | 2.243 | 1 | 1 | 2.243 | 2.243
Low-grade industrial/ commercial - supermarkets | Hypermarkets/Superstores (over 2500m2) | Supermarket 3464 | 23 | 4759.2 | 316 | 1503.9072 | 256.1154 | 384.1731 | 2.2436 | 1 | 1 | 2.2436 | 2.2436
Low-grade industrial/ commercial - supermarkets | Hypermarkets/Superstores (over 2500m2) | Supermarket 3465 | 23 | 4760.6 | 316 | 1504.3496 | 256.1907 | 384.2861 | 2.2442 | 1 | 1 | 2.2442 | 2.2442
Low-grade industrial/ commercial - supermarkets | Hypermarkets/Superstores (over 2500m2) | Supermarket 3466 | 23 | 4763.9 | 316 | 1505.3924 | 256.3683 | 384.5525 | 2.2458 | 1 | 1 | 2.2458 | 2.2458
Low-grade industrial/ commercial - supermarkets | Hypermarkets/Superstores (over 2500m2) | Supermarket 3467 | 23 | 4765.26 | 316 | 1505.8222 | 256.4415 | 384.6623 | 2.2464 | 1 | 1 | 2.2464 | 2.2464
Low-grade industrial/ commercial - supermarkets | Hypermarkets/Superstores (over 2500m2) | Supermarket 3468 | 23 | 4771.57 | 316 | 1507.8161 | 256.7811 | 385.1716 | 2.2494 | 1 | 1 | 2.2494 | 2.2494
Low-grade industrial/ commercial - supermarkets | Hypermarkets/Superstores (over 2500m2) | Supermarket 3469 | 23 | 4774.6 | 316 | 1508.7736 | 256.9441 | 385.4162 | 2.2508 | 1 | 1 | 2.2508 | 2.2508
Low-grade industrial/ commercial - supermarkets | Hypermarkets/Superstores (over 2500m2) | Supermarket 3470 | 23 | 4775.54 | 316 | 1509.0706 | 256.9947 | 385.4921 | 2.2513 | 1 | 1 | 2.2513 | 2.2513
Low-grade industrial/ commercial - supermarkets | Hypermarkets/Superstores (over 2500m2) | Supermarket 3471 | 23 | 4776 | 316 | 1509.216 | 257.0195 | 385.5292 | 2.2515 | 1 | 1 | 2.2515 | 2.2515
Low-grade industrial/ commercial - supermarkets | Hypermarkets/Superstores (over 2500m2) | Supermarket 3472 | 23 | 4777 | 316 | 1509.532 | 257.0733 | 385.6099 | 2.252 | 1 | 1 | 2.252 | 2.252
Low-grade industrial/ commercial - supermarkets | Hypermarkets/Superstores (over 2500m2) | Supermarket 3473 | 23 | 4777.7 | 316 | 1509.7532 | 257.111 | 385.6665 | 2.2523 | 1 | 1 | 2.2523 | 2.2523
Low-grade industrial/ commercial - supermarkets | Hypermarkets/Superstores (over 2500m2) | Supermarket 3474 | 23 | 4777.88 | 316 | 1509.8101 | 257.1207 | 385.681 | 2.2524 | 1 | 1 | 2.2524 | 2.2524
Low-grade industrial/ commercial - supermarkets | Hypermarkets/Superstores (over 2500m2) | Supermarket 3475 | 23 | 4785 | 316 | 1512.06 | 257.5038 | 386.2557 | 2.2557 | 1 | 1 | 2.2557 | 2.2557
Low-grade industrial/ commercial - supermarkets | Hypermarkets/Superstores (over 2500m2) | Supermarket 3476 | 23 | 4791.3 | 316 | 1514.0508 | 257.8429 | 386.7643 | 2.2587 | 1 | 1 | 2.2587 | 2.2587
Low-grade industrial/ commercial - supermarkets | Hypermarkets/Superstores (over 2500m2) | Supermarket 3477 | 23 | 4791.82 | 316 | 1514.2151 | 257.8708 | 386.8063 | 2.2589 | 1 | 1 | 2.2589 | 2.2589
Low-grade industrial/ commercial - supermarkets | Hypermarkets/Superstores (over 2500m2) | Supermarket 3478 | 23 | 4796.6 | 316 | 1515.7256 | 258.1281 | 387.1921 | 2.2612 | 1 | 1 | 2.2612 | 2.2612
Low-grade industrial/ commercial - supermarkets | Large Shops (Over 1850m2) | Supermarket 3479 | 23 | 4800 | 316 | 1516.8 | 258.311 | 387.4666 | 2.2628 | 1 | 1 | 2.2628 | 2.2628
Low-grade industrial/ commercial - supermarkets | Hypermarkets/Superstores (over 2500m2) | Supermarket 3480 | 23 | 4800.4 | 316 | 1516.9264 | 258.3326 | 387.4988 | 2.263 | 1 | 1 | 2.263 | 2.263
Low-grade industrial/ commercial - supermarkets | Hypermarkets/Superstores (over 2500m2) | Supermarket 3481 | 23 | 4801.67 | 316 | 1517.3277 | 258.4009 | 387.6014 | 2.2636 | 1 | 1 | 2.2636 | 2.2636
Low-grade industrial/ commercial - supermarkets | Hypermarkets/Superstores (over 2500m2) | Supermarket 3482 | 23 | 4802.43 | 316 | 1517.5679 | 258.4418 | 387.6627 | 2.264 | 1 | 1 | 2.264 | 2.264
Low-grade industrial/ commercial - supermarkets | Hypermarkets/Superstores (over 2500m2) | Supermarket 3483 | 23 | 4804.12 | 316 | 1518.1019 | 258.5328 | 387.7991 | 2.2647 | 1 | 1 | 2.2647 | 2.2647
Low-grade industrial/ commercial - supermarkets | Hypermarkets/Superstores (over 2500m2) | Supermarket 3484 | 23 | 4813.63 | 316 | 1521.1071 | 259.0445 | 388.5668 | 2.2692 | 1 | 1 | 2.2692 | 2.2692
Low-grade industrial/ commercial - supermarkets | Hypermarkets/Superstores (over 2500m2) | Supermarket 3485 | 23 | 4823.28 | 316 | 1524.1565 | 259.5638 | 389.3458 | 2.2738 | 1 | 1 | 2.2738 | 2.2738
Low-grade industrial/ commercial - supermarkets | Hypermarkets/Superstores (over 2500m2) | Supermarket 3486 | 23 | 4831.7 | 316 | 1526.8172 | 260.017 | 390.0255 | 2.2777 | 1 | 1 | 2.2777 | 2.2777
Low-grade industrial/ commercial - supermarkets | Hypermarkets/Superstores (over 2500m2) | Supermarket 3487 | 23 | 4833 | 316 | 1527.228 | 260.0869 | 390.1304 | 2.2784 | 1 | 1 | 2.2784 | 2.2784
Low-grade industrial/ commercial - supermarkets | Hypermarkets/Superstores (over 2500m2) | Supermarket 3488 | 23 | 4836.64 | 316 | 1528.3782 | 260.2828 | 390.4242 | 2.2801 | 1 | 1 | 2.2801 | 2.2801
Low-grade industrial/ commercial - supermarkets | Retail Warehouses and Foodstores | Supermarket 3489 | 23 | 4841.875 | 316 | 1530.0325 | 260.5645 | 390.8468 | 2.2825 | 1 | 1 | 2.2825 | 2.2825
Low-grade industrial/ commercial - supermarkets | Hypermarkets/Superstores (over 2500m2) | Supermarket 3490 | 23 | 4847.3 | 316 | 1531.7468 | 260.8565 | 391.2847 | 2.2851 | 1 | 1 | 2.2851 | 2.2851
Low-grade industrial/ commercial - supermarkets | Hypermarkets/Superstores (over 2500m2) | Supermarket 3491 | 23 | 4851.5 | 316 | 1533.074 | 261.0825 | 391.6238 | 2.2871 | 1 | 1 | 2.2871 | 2.2871
Low-grade industrial/ commercial - supermarkets | Hypermarkets/Superstores (over 2500m2) | Supermarket 3492 | 23 | 4852 | 316 | 1533.232 | 261.1094 | 391.6641 | 2.2873 | 1 | 1 | 2.2873 | 2.2873
Low-grade industrial/ commercial - supermarkets | Hypermarkets/Superstores (over 2500m2) | Supermarket 3493 | 23 | 4873.9 | 316 | 1540.1524 | 262.288 | 393.4319 | 2.2976 | 1 | 1 | 2.2976 | 2.2976
Low-grade industrial/ commercial - supermarkets | Hypermarkets/Superstores (over 2500m2) | Supermarket 3494 | 23 | 4897.9 | 316 | 1547.7364 | 263.5795 | 395.3693 | 2.309 | 1 | 1 | 2.309 | 2.309
Low-grade industrial/ commercial - supermarkets | Hypermarkets/Superstores (over 2500m2) | Supermarket 3495 | 23 | 4900 | 316 | 1548.4 | 263.6925 | 395.5388 | 2.3099 | 1 | 1 | 2.3099 | 2.3099
Low-grade industrial/ commercial - supermarkets | Hypermarkets/Superstores (over 2500m2) | Supermarket 3496 | 23 | 4906 | 316 | 1550.296 | 264.0154 | 396.0231 | 2.3128 | 1 | 1 | 2.3128 | 2.3128
Low-grade industrial/ commercial - supermarkets | Hypermarkets/Superstores (over 2500m2) | Supermarket 3497 | 23 | 4907.24 | 316 | 1550.6878 | 264.0821 | 396.1232 | 2.3134 | 1 | 1 | 2.3134 | 2.3134
Low-grade industrial/ commercial - supermarkets | Hypermarkets/Superstores (over 2500m2) | Supermarket 3498 | 23 | 4910 | 316 | 1551.56 | 264.2307 | 396.346 | 2.3147 | 1 | 1 | 2.3147 | 2.3147
Low-grade industrial/ commercial - supermarkets | Hypermarkets/Superstores (over 2500m2) | Supermarket 3499 | 23 | 4917 | 316 | 1553.772 | 264.6074 | 396.9111 | 2.318 | 1 | 1 | 2.318 | 2.318
Low-grade industrial/ commercial - supermarkets | Hypermarkets/Superstores (over 2500m2) | Supermarket 3500 | 23 | 4922.5 | 316 | 1555.51 | 264.9034 | 397.355 | 2.3206 | 1 | 1 | 2.3206 | 2.3206
Low-grade industrial/ commercial - supermarkets | Hypermarkets/Superstores (over 2500m2) | Supermarket 3501 | 23 | 4924.8 | 316 | 1556.2368 | 265.0271 | 397.5407 | 2.3216 | 1 | 1 | 2.3216 | 2.3216
Low-grade industrial/ commercial - supermarkets | Hypermarkets/Superstores (over 2500m2) | Supermarket 3502 | 23 | 4929.3 | 316 | 1557.6588 | 265.2693 | 397.9039 | 2.3238 | 1 | 1 | 2.3238 | 2.3238
Low-grade industrial/ commercial - supermarkets | Hypermarkets/Superstores (over 2500m2) | Supermarket 3503 | 23 | 4938.8 | 316 | 1560.6608 | 265.7805 | 398.6708 | 2.3282 | 1 | 1 | 2.3282 | 2.3282
Low-grade industrial/ commercial - supermarkets | Hypermarkets/Superstores (over 2500m2) | Supermarket 3504 | 23 | 4943.18 | 316 | 1562.0449 | 266.0162 | 399.0244 | 2.3303 | 1 | 1 | 2.3303 | 2.3303
Low-grade industrial/ commercial - supermarkets | Hypermarkets/Superstores (over 2500m2) | Supermarket 3505 | 23 | 4949 | 316 | 1563.884 | 266.3294 | 399.4942 | 2.333 | 1 | 1 | 2.333 | 2.333
Low-grade industrial/ commercial - supermarkets | Hypermarkets/Superstores (over 2500m2) | Supermarket 3506 | 23 | 4950.19 | 316 | 1564.26 | 266.3935 | 399.5902 | 2.3336 | 1 | 1 | 2.3336 | 2.3336
Low-grade industrial/ commercial - supermarkets | Hypermarkets/Superstores (over 2500m2) | Supermarket 3507 | 23 | 4952 | 316 | 1564.832 | 266.4909 | 399.7363 | 2.3345 | 1 | 1 | 2.3345 | 2.3345
Low-grade industrial/ commercial - supermarkets | Hypermarkets/Superstores (over 2500m2) | Supermarket 3508 | 23 | 4954.36 | 316 | 1565.5778 | 266.6179 | 399.9268 | 2.3356 | 1 | 1 | 2.3356 | 2.3356
Low-grade industrial/ commercial - supermarkets | Hypermarkets/Superstores (over 2500m2) | Supermarket 3509 | 23 | 4957 | 316 | 1566.412 | 266.76 | 400.1399 | 2.3368 | 1 | 1 | 2.3368 | 2.3368
Low-grade industrial/ commercial - supermarkets | Hypermarkets/Superstores (over 2500m2) | Supermarket 3510 | 23 | 4958 | 316 | 1566.728 | 266.8138 | 400.2207 | 2.3373 | 1 | 1 | 2.3373 | 2.3373
Low-grade industrial/ commercial - supermarkets | Hypermarkets/Superstores (over 2500m2) | Supermarket 3511 | 23 | 4964.4 | 316 | 1568.7504 | 267.1582 | 400.7373 | 2.3403 | 1 | 1 | 2.3403 | 2.3403
Low-grade industrial/ commercial - supermarkets | Hypermarkets/Superstores (over 2500m2) | Supermarket 3512 | 23 | 4967.1 | 316 | 1569.6036 | 267.3035 | 400.9552 | 2.3416 | 1 | 1 | 2.3416 | 2.3416
Low-grade industrial/ commercial - supermarkets | Hypermarkets/Superstores (over 2500m2) | Supermarket 3513 | 23 | 4970.73 | 316 | 1570.7507 | 267.4988 | 401.2483 | 2.3433 | 1 | 1 | 2.3433 | 2.3433
Low-grade industrial/ commercial - supermarkets | Hypermarkets/Superstores (over 2500m2) | Supermarket 3514 | 23 | 4971 | 316 | 1570.836 | 267.5134 | 401.2701 | 2.3434 | 1 | 1 | 2.3434 | 2.3434
Low-grade industrial/ commercial - supermarkets | Hypermarkets/Superstores (over 2500m2) | Supermarket 3515 | 23 | 4971 | 316 | 1570.836 | 267.5134 | 401.2701 | 2.3434 | 1 | 1 | 2.3434 | 2.3434
Low-grade industrial/ commercial - supermarkets | Hypermarkets/Superstores (over 2500m2) | Supermarket 3516 | 23 | 4971.6 | 316 | 1571.0256 | 267.5457 | 401.3185 | 2.3437 | 1 | 1 | 2.3437 | 2.3437
Low-grade industrial/ commercial - supermarkets | Hypermarkets/Superstores (over 2500m2) | Supermarket 3517 | 23 | 4972.9 | 316 | 1571.4364 | 267.6156 | 401.4234 | 2.3443 | 1 | 1 | 2.3443 | 2.3443
Low-grade industrial/ commercial - supermarkets | Hypermarkets/Superstores (over 2500m2) | Supermarket 3518 | 23 | 4979.48 | 316 | 1573.5157 | 267.9697 | 401.9546 | 2.3474 | 1 | 1 | 2.3474 | 2.3474
Low-grade industrial/ commercial - supermarkets | Hypermarkets/Superstores (over 2500m2) | Supermarket 3519 | 23 | 4987 | 316 | 1575.892 | 268.3744 | 402.5616 | 2.351 | 1 | 1 | 2.351 | 2.351
Low-grade industrial/ commercial - supermarkets | Hypermarkets/Superstores (over 2500m2) | Supermarket 3520 | 23 | 4988.94 | 316 | 1576.505 | 268.4788 | 402.7182 | 2.3519 | 1 | 1 | 2.3519 | 2.3519
Low-grade industrial/ commercial - supermarkets | Hypermarkets/Superstores (over 2500m2) | Supermarket 3521 | 23 | 4991.3 | 316 | 1577.2508 | 268.6058 | 402.9087 | 2.353 | 1 | 1 | 2.353 | 2.353
Low-grade industrial/ commercial - supermarkets | Hypermarkets/Superstores (over 2500m2) | Supermarket 3522 | 23 | 4996.7 | 316 | 1578.9572 | 268.8964 | 403.3446 | 2.3555 | 1 | 1 | 2.3555 | 2.3555
Low-grade industrial/ commercial - supermarkets | Hypermarkets/Superstores (over 2500m2) | Supermarket 3523 | 23 | 5001.7 | 316 | 1580.5372 | 269.1655 | 403.7482 | 2.3579 | 1 | 1 | 2.3579 | 2.3579
Low-grade industrial/ commercial - supermarkets | Hypermarkets/Superstores (over 2500m2) | Supermarket 3524 | 23 | 5002.55 | 316 | 1580.8058 | 269.2112 | 403.8168 | 2.3583 | 1 | 1 | 2.3583 | 2.3583
Low-grade industrial/ commercial - supermarkets | Hypermarkets/Superstores (over 2500m2) | Supermarket 3525 | 23 | 5004.71 | 316 | 1581.4884 | 269.3275 | 403.9912 | 2.3593 | 1 | 1 | 2.3593 | 2.3593
Low-grade industrial/ commercial - supermarkets | Hypermarkets/Superstores (over 2500m2) | Supermarket 3526 | 23 | 5006.7 | 316 | 1582.1172 | 269.4346 | 404.1518 | 2.3602 | 1 | 1 | 2.3602 | 2.3602
Low-grade industrial/ commercial - supermarkets | Hypermarkets/Superstores (over 2500m2) | Supermarket 3527 | 23 | 5012.85 | 316 | 1584.0606 | 269.7655 | 404.6483 | 2.3631 | 1 | 1 | 2.3631 | 2.3631
Low-grade industrial/ commercial - supermarkets | Hypermarkets/Superstores (over 2500m2) | Supermarket 3528 | 23 | 5013.5 | 316 | 1584.266 | 269.8005 | 404.7007 | 2.3635 | 1 | 1 | 2.3635 | 2.3635
Low-grade industrial/ commercial - supermarkets | Hypermarkets/Superstores (over 2500m2) | Supermarket 3529 | 23 | 5017.26 | 316 | 1585.4542 | 270.0028 | 405.0043 | 2.3652 | 1 | 1 | 2.3652 | 2.3652
Low-grade industrial/ commercial - supermarkets | Retail Warehouses and Foodstores | Supermarket 3530 | 23 | 5020.16 | 316 | 1586.3706 | 270.1589 | 405.2384 | 2.3666 | 1 | 1 | 2.3666 | 2.3666
Low-grade industrial/ commercial - supermarkets | Hypermarkets/Superstores (over 2500m2) | Supermarket 3531 | 23 | 5021.31 | 316 | 1586.734 | 270.2208 | 405.3312 | 2.3671 | 1 | 1 | 2.3671 | 2.3671
Low-grade industrial/ commercial - supermarkets | Large Shops (Over 1850m2) | Supermarket 3532 | 23 | 5021.9 | 316 | 1586.9204 | 270.2525 | 405.3788 | 2.3674 | 1 | 1 | 2.3674 | 2.3674
Low-grade industrial/ commercial - supermarkets | Hypermarkets/Superstores (over 2500m2) | Supermarket 3533 | 23 | 5024.8 | 316 | 1587.8368 | 270.4086 | 405.6129 | 2.3688 | 1 | 1 | 2.3688 | 2.3688
Low-grade industrial/ commercial - supermarkets | Hypermarkets/Superstores (over 2500m2) | Supermarket 3534 | 23 | 5026.3 | 316 | 1588.3108 | 270.4893 | 405.734 | 2.3695 | 1 | 1 | 2.3695 | 2.3695
Low-grade industrial/ commercial - supermarkets | Hypermarkets/Superstores (over 2500m2) | Supermarket 3535 | 23 | 5029.5 | 316 | 1589.322 | 270.6615 | 405.9923 | 2.371 | 1 | 1 | 2.371 | 2.371
Low-grade industrial/ commercial - supermarkets | Hypermarkets/Superstores (over 2500m2) | Supermarket 3536 | 23 | 5036.93 | 316 | 1591.6699 | 271.0614 | 406.5921 | 2.3745 | 1 | 1 | 2.3745 | 2.3745
Low-grade industrial/ commercial - supermarkets | Hypermarkets/Superstores (over 2500m2) | Supermarket 3537 | 23 | 5051 | 316 | 1596.116 | 271.8186 | 407.7278 | 2.3811 | 1 | 1 | 2.3811 | 2.3811
Low-grade industrial/ commercial - supermarkets | Hypermarkets/Superstores (over 2500m2) | Supermarket 3538 | 23 | 5056 | 316 | 1597.696 | 272.0876 | 408.1314 | 2.3835 | 1 | 1 | 2.3835 | 2.3835
Low-grade industrial/ commercial - supermarkets | Hypermarkets/Superstores (over 2500m2) | Supermarket 3539 | 23 | 5067.26 | 316 | 1601.2542 | 272.6936 | 409.0404 | 2.3888 | 1 | 1 | 2.3888 | 2.3888
Low-grade industrial/ commercial - supermarkets | Hypermarkets/Superstores (over 2500m2) | Supermarket 3540 | 23 | 5069.25 | 316 | 1601.883 | 272.8007 | 409.201 | 2.3897 | 1 | 1 | 2.3897 | 2.3897
Low-grade industrial/ commercial - supermarkets | Hypermarkets/Superstores (over 2500m2) | Supermarket 3541 | 23 | 5069.8 | 316 | 1602.0568 | 272.8303 | 409.2454 | 2.39 | 1 | 1 | 2.39 | 2.39
Low-grade industrial/ commercial - supermarkets | Hypermarkets/Superstores (over 2500m2) | Supermarket 3542 | 23 | 5069.9 | 316 | 1602.0884 | 272.8357 | 409.2535 | 2.39 | 1 | 1 | 2.39 | 2.39
Low-grade industrial/ commercial - supermarkets | Hypermarkets/Superstores (over 2500m2) | Supermarket 3543 | 23 | 5087.2 | 316 | 1607.5552 | 273.7667 | 410.65 | 2.3982 | 1 | 1 | 2.3982 | 2.3982
Low-grade industrial/ commercial - supermarkets | Hypermarkets/Superstores (over 2500m2) | Supermarket 3544 | 23 | 5090.04 | 316 | 1608.4526 | 273.9195 | 410.8792 | 2.3995 | 1 | 1 | 2.3995 | 2.3995
Low-grade industrial/ commercial - supermarkets | Hypermarkets/Superstores (over 2500m2) | Supermarket 3545 | 23 | 5096.25 | 316 | 1610.415 | 274.2537 | 411.3805 | 2.4025 | 1 | 1 | 2.4025 | 2.4025
Low-grade industrial/ commercial - supermarkets | Hypermarkets/Superstores (over 2500m2) | Supermarket 3546 | 23 | 5098 | 316 | 1610.968 | 274.3479 | 411.5218 | 2.4033 | 1 | 1 | 2.4033 | 2.4033
Low-grade industrial/ commercial - supermarkets | Hypermarkets/Superstores (over 2500m2) | Supermarket 3547 | 23 | 5106 | 316 | 1613.496 | 274.7784 | 412.1676 | 2.4071 | 1 | 1 | 2.4071 | 2.4071
Low-grade industrial/ commercial - supermarkets | Hypermarkets/Superstores (over 2500m2) | Supermarket 3548 | 23 | 5115.63 | 316 | 1616.5391 | 275.2966 | 412.9449 | 2.4116 | 1 | 1 | 2.4116 | 2.4116
Low-grade industrial/ commercial - supermarkets | Hypermarkets/Superstores (over 2500m2) | Supermarket 3549 | 23 | 5116.7 | 316 | 1616.8772 | 275.3542 | 413.0313 | 2.4121 | 1 | 1 | 2.4121 | 2.4121
Low-grade industrial/ commercial - supermarkets | Hypermarkets/Superstores (over 2500m2) | Supermarket 3550 | 23 | 5122.6 | 316 | 1618.7416 | 275.6717 | 413.5075 | 2.4149 | 1 | 1 | 2.4149 | 2.4149
Low-grade industrial/ commercial - supermarkets | Hypermarkets/Superstores (over 2500m2) | Supermarket 3551 | 23 | 5135.46 | 316 | 1622.8054 | 276.3638 | 414.5456 | 2.4209 | 1 | 1 | 2.4209 | 2.4209
Low-grade industrial/ commercial - supermarkets | Hypermarkets/Superstores (over 2500m2) | Supermarket 3552 | 23 | 5146.5 | 316 | 1626.294 | 276.9579 | 415.4368 | 2.4262 | 1 | 1 | 2.4262 | 2.4262
Low-grade industrial/ commercial - supermarkets | Hypermarkets/Superstores (over 2500m2) | Supermarket 3553 | 23 | 5151.53 | 316 | 1627.8835 | 277.2286 | 415.8428 | 2.4285 | 1 | 1 | 2.4285 | 2.4285
Low-grade industrial/ commercial - supermarkets | Hypermarkets/Superstores (over 2500m2) | Supermarket 3554 | 23 | 5153.9 | 316 | 1628.6324 | 277.3561 | 416.0341 | 2.4296 | 1 | 1 | 2.4296 | 2.4296
Low-grade industrial/ commercial - supermarkets | Large Shops (Over 1850m2) | Supermarket 3555 | 23 | 5170 | 316 | 1633.72 | 278.2225 | 417.3338 | 2.4372 | 1 | 1 | 2.4372 | 2.4372
Low-grade industrial/ commercial - supermarkets | Hypermarkets/Superstores (over 2500m2) | Supermarket 3556 | 23 | 5175 | 316 | 1635.3 | 278.4916 | 417.7374 | 2.4396 | 1 | 1 | 2.4396 | 2.4396
Low-grade industrial/ commercial - supermarkets | Hypermarkets/Superstores (over 2500m2) | Supermarket 3557 | 23 | 5178.72 | 316 | 1636.4755 | 278.6918 | 418.0377 | 2.4413 | 1 | 1 | 2.4413 | 2.4413
Low-grade industrial/ commercial - supermarkets | Hypermarkets/Superstores (over 2500m2) | Supermarket 3558 | 23 | 5185 | 316 | 1638.46 | 279.0297 | 418.5446 | 2.4443 | 1 | 1 | 2.4443 | 2.4443
Low-grade industrial/ commercial - supermarkets | Hypermarkets/Superstores (over 2500m2) | Supermarket 3559 | 23 | 5190.56 | 316 | 1640.217 | 279.3289 | 418.9934 | 2.4469 | 1 | 1 | 2.4469 | 2.4469
Low-grade industrial/ commercial - supermarkets | Hypermarkets/Superstores (over 2500m2) | Supermarket 3560 | 23 | 5192.67 | 316 | 1640.8837 | 279.4425 | 419.1637 | 2.4479 | 1 | 1 | 2.4479 | 2.4479
Low-grade industrial/ commercial - supermarkets | Hypermarkets/Superstores (over 2500m2) | Supermarket 3561 | 23 | 5202 | 316 | 1643.832 | 279.9446 | 419.9169 | 2.4523 | 1 | 1 | 2.4523 | 2.4523
Low-grade industrial/ commercial - supermarkets | Hypermarkets/Superstores (over 2500m2) | Supermarket 3562 | 23 | 5210.97 | 316 | 1646.6665 | 280.4273 | 420.641 | 2.4565 | 1 | 1 | 2.4565 | 2.4565
Low-grade industrial/ commercial - supermarkets | Hypermarkets/Superstores (over 2500m2) | Supermarket 3563 | 23 | 5219.5 | 316 | 1649.362 | 280.8863 | 421.3295 | 2.4606 | 1 | 1 | 2.4606 | 2.4606
Low-grade industrial/ commercial - supermarkets | Hypermarkets/Superstores (over 2500m2) | Supermarket 3564 | 23 | 5219.96 | 316 | 1649.5074 | 280.9111 | 421.3667 | 2.4608 | 1 | 1 | 2.4608 | 2.4608
Low-grade industrial/ commercial - supermarkets | Hypermarkets/Superstores (over 2500m2) | Supermarket 3565 | 23 | 5225.7 | 316 | 1651.3212 | 281.22 | 421.83 | 2.4635 | 1 | 1 | 2.4635 | 2.4635
Low-grade industrial/ commercial - supermarkets | Hypermarkets/Superstores (over 2500m2) | Supermarket 3566 | 23 | 5227 | 316 | 1651.732 | 281.29 | 421.9349 | 2.4641 | 1 | 1 | 2.4641 | 2.4641
Low-grade industrial/ commercial - supermarkets | Hypermarkets/Superstores (over 2500m2) | Supermarket 3567 | 23 | 5227.2 | 316 | 1651.7952 | 281.3007 | 421.9511 | 2.4642 | 1 | 1 | 2.4642 | 2.4642
Low-grade industrial/ commercial - supermarkets | Hypermarkets/Superstores (over 2500m2) | Supermarket 3568 | 23 | 5228.6 | 316 | 1652.2376 | 281.3761 | 422.0641 | 2.4649 | 1 | 1 | 2.4649 | 2.4649
Low-grade industrial/ commercial - supermarkets | Hypermarkets/Superstores (over 2500m2) | Supermarket 3569 | 23 | 5232.18 | 316 | 1653.3689 | 281.5687 | 422.3531 | 2.4665 | 1 | 1 | 2.4665 | 2.4665
Low-grade industrial/ commercial - supermarkets | Hypermarkets/Superstores (over 2500m2) | Supermarket 3570 | 23 | 5245.3 | 316 | 1657.5148 | 282.2748 | 423.4122 | 2.4727 | 1 | 1 | 2.4727 | 2.4727
Low-grade industrial/ commercial - supermarkets | Hypermarkets/Superstores (over 2500m2) | Supermarket 3571 | 23 | 5272.52 | 316 | 1666.1163 | 283.7396 | 425.6094 | 2.4856 | 1 | 1 | 2.4856 | 2.4856
Low-grade industrial/ commercial - supermarkets | Hypermarkets/Superstores (over 2500m2) | Supermarket 3572 | 23 | 5278.94 | 316 | 1668.145 | 284.0851 | 426.1277 | 2.4886 | 1 | 1 | 2.4886 | 2.4886
Low-grade industrial/ commercial - supermarkets | Hypermarkets/Superstores (over 2500m2) | Supermarket 3573 | 23 | 5282.27 | 316 | 1669.1973 | 284.2643 | 426.3965 | 2.4902 | 1 | 1 | 2.4902 | 2.4902
Low-grade industrial/ commercial - supermarkets | Large Shops (Over 1850m2) | Supermarket 3574 | 23 | 5282.3 | 316 | 1669.2068 | 284.2659 | 426.3989 | 2.4902 | 1 | 1 | 2.4902 | 2.4902
Low-grade industrial/ commercial - supermarkets | Hypermarkets/Superstores (over 2500m2) | Supermarket 3575 | 23 | 5286.72 | 316 | 1670.6035 | 284.5038 | 426.7557 | 2.4923 | 1 | 1 | 2.4923 | 2.4923
Low-grade industrial/ commercial - supermarkets | Hypermarkets/Superstores (over 2500m2) | Supermarket 3576 | 23 | 5287.38 | 316 | 1670.8121 | 284.5393 | 426.8089 | 2.4926 | 1 | 1 | 2.4926 | 2.4926
Low-grade industrial/ commercial - supermarkets | Hypermarkets/Superstores (over 2500m2) | Supermarket 3577 | 23 | 5291.85 | 316 | 1672.2246 | 284.7798 | 427.1698 | 2.4947 | 1 | 1 | 2.4947 | 2.4947
Low-grade industrial/ commercial - supermarkets | Hypermarkets/Superstores (over 2500m2) | Supermarket 3578 | 23 | 5294.15 | 316 | 1672.9514 | 284.9036 | 427.3554 | 2.4958 | 1 | 1 | 2.4958 | 2.4958
Low-grade industrial/ commercial - supermarkets | Hypermarkets/Superstores (over 2500m2) | Supermarket 3579 | 23 | 5295.3 | 316 | 1673.3148 | 284.9655 | 427.4483 | 2.4963 | 1 | 1 | 2.4963 | 2.4963
Low-grade industrial/ commercial - supermarkets | Hypermarkets/Superstores (over 2500m2) | Supermarket 3580 | 23 | 5301.38 | 316 | 1675.2361 | 285.2927 | 427.9391 | 2.4992 | 1 | 1 | 2.4992 | 2.4992
Low-grade industrial/ commercial - supermarkets | Hypermarkets/Superstores (over 2500m2) | Supermarket 3581 | 23 | 5301.53 | 316 | 1675.2835 | 285.3008 | 427.9512 | 2.4992 | 1 | 1 | 2.4992 | 2.4992
Low-grade industrial/ commercial - supermarkets | Hypermarkets/Superstores (over 2500m2) | Supermarket 3582 | 23 | 5303.9 | 316 | 1676.0324 | 285.4283 | 428.1425 | 2.5004 | 1 | 1 | 2.5004 | 2.5004
Low-grade industrial/ commercial - supermarkets | Hypermarkets/Superstores (over 2500m2) | Supermarket 3583 | 23 | 5311.33 | 316 | 1678.3803 | 285.8282 | 428.7422 | 2.5039 | 1 | 1 | 2.5039 | 2.5039
Low-grade industrial/ commercial - supermarkets | Hypermarkets/Superstores (over 2500m2) | Supermarket 3584 | 23 | 5311.38 | 316 | 1678.3961 | 285.8309 | 428.7463 | 2.5039 | 1 | 1 | 2.5039 | 2.5039
Low-grade industrial/ commercial - supermarkets | Hypermarkets/Superstores (over 2500m2) | Supermarket 3585 | 23 | 5311.9 | 316 | 1678.5604 | 285.8588 | 428.7883 | 2.5041 | 1 | 1 | 2.5041 | 2.5041
Low-grade industrial/ commercial - supermarkets | Hypermarkets/Superstores (over 2500m2) | Supermarket 3586 | 23 | 5319.5 | 316 | 1680.962 | 286.2678 | 429.4017 | 2.5077 | 1 | 1 | 2.5077 | 2.5077
Low-grade industrial/ commercial - supermarkets | Hypermarkets/Superstores (over 2500m2) | Supermarket 3587 | 23 | 5323 | 316 | 1682.068 | 286.4562 | 429.6843 | 2.5094 | 1 | 1 | 2.5094 | 2.5094
Low-grade industrial/ commercial - supermarkets | Hypermarkets/Superstores (over 2500m2) | Supermarket 3588 | 23 | 5325.14 | 316 | 1682.7442 | 286.5713 | 429.857 | 2.5104 | 1 | 1 | 2.5104 | 2.5104
Low-grade industrial/ commercial - supermarkets | Hypermarkets/Superstores (over 2500m2) | Supermarket 3589 | 23 | 5330.64 | 316 | 1684.4822 | 286.8673 | 430.301 | 2.513 | 1 | 1 | 2.513 | 2.513
Low-grade industrial/ commercial - supermarkets | Hypermarkets/Superstores (over 2500m2) | Supermarket 3590 | 23 | 5333.22 | 316 | 1685.2975 | 287.0062 | 430.5093 | 2.5142 | 1 | 1 | 2.5142 | 2.5142
Low-grade industrial/ commercial - supermarkets | Hypermarkets/Superstores (over 2500m2) | Supermarket 3591 | 23 | 5338.1 | 316 | 1686.8396 | 287.2688 | 430.9032 | 2.5165 | 1 | 1 | 2.5165 | 2.5165
Low-grade industrial/ commercial - supermarkets | Hypermarkets/Superstores (over 2500m2) | Supermarket 3592 | 23 | 5340 | 316 | 1687.44 | 287.371 | 431.0565 | 2.5174 | 1 | 1 | 2.5174 | 2.5174
Low-grade industrial/ commercial - supermarkets | Hypermarkets/Superstores (over 2500m2) | Supermarket 3593 | 23 | 5343 | 316 | 1688.388 | 287.5325 | 431.2987 | 2.5188 | 1 | 1 | 2.5188 | 2.5188
Low-grade industrial/ commercial - supermarkets | Large Shops (Over 1850m2) | Supermarket 3594 | 23 | 5343 | 316 | 1688.388 | 287.5325 | 431.2987 | 2.5188 | 1 | 1 | 2.5188 | 2.5188
Low-grade industrial/ commercial - supermarkets | Hypermarkets/Superstores (over 2500m2) | Supermarket 3595 | 23 | 5344.1 | 316 | 1688.7356 | 287.5917 | 431.3875 | 2.5193 | 1 | 1 | 2.5193 | 2.5193
Low-grade industrial/ commercial - supermarkets | Hypermarkets/Superstores (over 2500m2) | Supermarket 3596 | 23 | 5348.34 | 316 | 1690.0754 | 287.8198 | 431.7298 | 2.5213 | 1 | 1 | 2.5213 | 2.5213
Low-grade industrial/ commercial - supermarkets | Hypermarkets/Superstores (over 2500m2) | Supermarket 3597 | 23 | 5358.8 | 316 | 1693.3808 | 288.3828 | 432.5741 | 2.5262 | 1 | 1 | 2.5262 | 2.5262
Low-grade industrial/ commercial - supermarkets | Hypermarkets/Superstores (over 2500m2) | Supermarket 3598 | 23 | 5361.9 | 316 | 1694.3604 | 288.5496 | 432.8244 | 2.5277 | 1 | 1 | 2.5277 | 2.5277
Low-grade industrial/ commercial - supermarkets | Hypermarkets/Superstores (over 2500m2) | Supermarket 3599 | 23 | 5362.4 | 316 | 1694.5184 | 288.5765 | 432.8647 | 2.5279 | 1 | 1 | 2.5279 | 2.5279
Low-grade industrial/ commercial - supermarkets | Hypermarkets/Superstores (over 2500m2) | Supermarket 3600 | 23 | 5367.1 | 316 | 1696.0036 | 288.8294 | 433.2441 | 2.5301 | 1 | 1 | 2.5301 | 2.5301
Low-grade industrial/ commercial - supermarkets | Hypermarkets/Superstores (over 2500m2) | Supermarket 3601 | 23 | 5367.27 | 316 | 1696.0573 | 288.8386 | 433.2578 | 2.5302 | 1 | 1 | 2.5302 | 2.5302
Low-grade industrial/ commercial - supermarkets | Hypermarkets/Superstores (over 2500m2) | Supermarket 3602 | 23 | 5375.2 | 316 | 1698.5632 | 289.2653 | 433.898 | 2.534 | 1 | 1 | 2.534 | 2.534
Low-grade industrial/ commercial - supermarkets | Hypermarkets/Superstores (over 2500m2) | Supermarket 3603 | 23 | 5375.8 | 316 | 1698.7528 | 289.2976 | 433.9464 | 2.5342 | 1 | 1 | 2.5342 | 2.5342
Low-grade industrial/ commercial - supermarkets | Hypermarkets/Superstores (over 2500m2) | Supermarket 3604 | 23 | 5376 | 316 | 1698.816 | 289.3084 | 433.9625 | 2.5343 | 1 | 1 | 2.5343 | 2.5343
Low-grade industrial/ commercial - supermarkets | Hypermarkets/Superstores (over 2500m2) | Supermarket 3605 | 23 | 5378 | 316 | 1699.448 | 289.416 | 434.124 | 2.5353 | 1 | 1 | 2.5353 | 2.5353
Low-grade industrial/ commercial - supermarkets | Hypermarkets/Superstores (over 2500m2) | Supermarket 3606 | 23 | 5380.8 | 316 | 1700.3328 | 289.5667 | 434.35 | 2.5366 | 1 | 1 | 2.5366 | 2.5366
Low-grade industrial/ commercial - supermarkets | Hypermarkets/Superstores (over 2500m2) | Supermarket 3607 | 23 | 5393 | 316 | 1704.188 | 290.2232 | 435.3348 | 2.5424 | 1 | 1 | 2.5424 | 2.5424
Low-grade industrial/ commercial - supermarkets | Hypermarkets/Superstores (over 2500m2) | Supermarket 3608 | 23 | 5396 | 316 | 1705.136 | 290.3847 | 435.577 | 2.5438 | 1 | 1 | 2.5438 | 2.5438
Low-grade industrial/ commercial - supermarkets | Hypermarkets/Superstores (over 2500m2) | Supermarket 3609 | 23 | 5403 | 316 | 1707.348 | 290.7614 | 436.142 | 2.5471 | 1 | 1 | 2.5471 | 2.5471
Low-grade industrial/ commercial - supermarkets | Hypermarkets/Superstores (over 2500m2) | Supermarket 3610 | 23 | 5440.71 | 316 | 1719.2644 | 292.7907 | 439.1861 | 2.5648 | 1 | 1 | 2.5648 | 2.5648
Low-grade industrial/ commercial - supermarkets | Hypermarkets/Superstores (over 2500m2) | Supermarket 3611 | 23 | 5442 | 316 | 1719.672 | 292.8601 | 439.2902 | 2.5655 | 1 | 1 | 2.5655 | 2.5655
Low-grade industrial/ commercial - supermarkets | Hypermarkets/Superstores (over 2500m2) | Supermarket 3612 | 23 | 5450 | 316 | 1722.2 | 293.2907 | 439.936 | 2.5692 | 1 | 1 | 2.5692 | 2.5692
Low-grade industrial/ commercial - supermarkets | Hypermarkets/Superstores (over 2500m2) | Supermarket 3613 | 23 | 5458 | 316 | 1724.728 | 293.7212 | 440.5818 | 2.573 | 1 | 1 | 2.573 | 2.573
Low-grade industrial/ commercial - supermarkets | Hypermarkets/Superstores (over 2500m2) | Supermarket 3614 | 23 | 5461.19 | 316 | 1725.736 | 293.8928 | 440.8393 | 2.5745 | 1 | 1 | 2.5745 | 2.5745
Low-grade industrial/ commercial - supermarkets | Hypermarkets/Superstores (over 2500m2) | Supermarket 3615 | 23 | 5466 | 316 | 1727.256 | 294.1517 | 441.2275 | 2.5768 | 1 | 1 | 2.5768 | 2.5768
Low-grade industrial/ commercial - supermarkets | Hypermarkets/Superstores (over 2500m2) | Supermarket 3616 | 23 | 5466 | 316 | 1727.256 | 294.1517 | 441.2275 | 2.5768 | 1 | 1 | 2.5768 | 2.5768
Low-grade industrial/ commercial - supermarkets | Hypermarkets/Superstores (over 2500m2) | Supermarket 3617 | 23 | 5467 | 316 | 1727.572 | 294.2055 | 441.3083 | 2.5772 | 1 | 1 | 2.5772 | 2.5772
Low-grade industrial/ commercial - supermarkets | Hypermarkets/Superstores (over 2500m2) | Supermarket 3618 | 23 | 5467.05 | 316 | 1727.5878 | 294.2082 | 441.3123 | 2.5773 | 1 | 1 | 2.5773 | 2.5773
Low-grade industrial/ commercial - supermarkets | Hypermarkets/Superstores (over 2500m2) | Supermarket 3619 | 23 | 5480.6 | 316 | 1731.8696 | 294.9374 | 442.4061 | 2.5837 | 1 | 1 | 2.5837 | 2.5837
Low-grade industrial/ commercial - supermarkets | Hypermarkets/Superstores (over 2500m2) | Supermarket 3620 | 23 | 5481.9 | 316 | 1732.2804 | 295.0074 | 442.511 | 2.5843 | 1 | 1 | 2.5843 | 2.5843
Low-grade industrial/ commercial - supermarkets | Hypermarkets/Superstores (over 2500m2) | Supermarket 3621 | 23 | 5481.97 | 316 | 1732.3025 | 295.0111 | 442.5167 | 2.5843 | 1 | 1 | 2.5843 | 2.5843
Low-grade industrial/ commercial - supermarkets | Hypermarkets/Superstores (over 2500m2) | Supermarket 3622 | 23 | 5483.39 | 316 | 1732.7512 | 295.0875 | 442.6313 | 2.585 | 1 | 1 | 2.585 | 2.585
Low-grade industrial/ commercial - supermarkets | Hypermarkets/Superstores (over 2500m2) | Supermarket 3623 | 23 | 5494.2 | 316 | 1736.1672 | 295.6693 | 443.5039 | 2.5901 | 1 | 1 | 2.5901 | 2.5901
Low-grade industrial/ commercial - supermarkets | Hypermarkets/Superstores (over 2500m2) | Supermarket 3624 | 23 | 5495.86 | 316 | 1736.6918 | 295.7586 | 443.6379 | 2.5908 | 1 | 1 | 2.5908 | 2.5908
Low-grade industrial/ commercial - supermarkets | Hypermarkets/Superstores (over 2500m2) | Supermarket 3625 | 23 | 5497.33 | 316 | 1737.1563 | 295.8377 | 443.7566 | 2.5915 | 1 | 1 | 2.5915 | 2.5915
Low-grade industrial/ commercial - supermarkets | Hypermarkets/Superstores (over 2500m2) | Supermarket 3626 | 23 | 5500 | 316 | 1738 | 295.9814 | 443.9721 | 2.5928 | 1 | 1 | 2.5928 | 2.5928
Low-grade industrial/ commercial - supermarkets | Hypermarkets/Superstores (over 2500m2) | Supermarket 3627 | 23 | 5510.64 | 316 | 1741.3622 | 296.554 | 444.831 | 2.5978 | 1 | 1 | 2.5978 | 2.5978
Low-grade industrial/ commercial - supermarkets | Hypermarkets/Superstores (over 2500m2) | Supermarket 3628 | 23 | 5514.39 | 316 | 1742.5472 | 296.7558 | 445.1337 | 2.5996 | 1 | 1 | 2.5996 | 2.5996
Low-grade industrial/ commercial - supermarkets | Hypermarkets/Superstores (over 2500m2) | Supermarket 3629 | 23 | 5526.6 | 316 | 1746.4056 | 297.4129 | 446.1193 | 2.6053 | 1 | 1 | 2.6053 | 2.6053
Low-grade industrial/ commercial - supermarkets | Large Shops (Over 1850m2) | Supermarket 3630 | 23 | 5537 | 316 | 1749.692 | 297.9725 | 446.9588 | 2.6102 | 1 | 1 | 2.6102 | 2.6102
Low-grade industrial/ commercial - supermarkets | Hypermarkets/Superstores (over 2500m2) | Supermarket 3631 | 23 | 5537.69 | 316 | 1749.91 | 298.0097 | 447.0145 | 2.6106 | 1 | 1 | 2.6106 | 2.6106
Low-grade industrial/ commercial - supermarkets | Hypermarkets/Superstores (over 2500m2) | Supermarket 3632 | 23 | 5538.7 | 316 | 1750.2292 | 298.064 | 447.096 | 2.611 | 1 | 1 | 2.611 | 2.611
Low-grade industrial/ commercial - supermarkets | Hypermarkets/Superstores (over 2500m2) | Supermarket 3633 | 23 | 5541.6 | 316 | 1751.1456 | 298.2201 | 447.3301 | 2.6124 | 1 | 1 | 2.6124 | 2.6124
Low-grade industrial/ commercial - supermarkets | Hypermarkets/Superstores (over 2500m2) | Supermarket 3634 | 23 | 5545.6 | 316 | 1752.4096 | 298.4354 | 447.653 | 2.6143 | 1 | 1 | 2.6143 | 2.6143
Low-grade industrial/ commercial - supermarkets | Hypermarkets/Superstores (over 2500m2) | Supermarket 3635 | 23 | 5561.1 | 316 | 1757.3076 | 299.2695 | 448.9042 | 2.6216 | 1 | 1 | 2.6216 | 2.6216
Low-grade industrial/ commercial - supermarkets | Hypermarkets/Superstores (over 2500m2) | Supermarket 3636 | 23 | 5563.85 | 316 | 1758.1766 | 299.4175 | 449.1262 | 2.6229 | 1 | 1 | 2.6229 | 2.6229
Low-grade industrial/ commercial - supermarkets | Hypermarkets/Superstores (over 2500m2) | Supermarket 3637 | 23 | 5567.7 | 316 | 1759.3932 | 299.6247 | 449.437 | 2.6247 | 1 | 1 | 2.6247 | 2.6247
Low-grade industrial/ commercial - supermarkets | Hypermarkets/Superstores (over 2500m2) | Supermarket 3638 | 23 | 5571.7 | 316 | 1760.6572 | 299.8399 | 449.7599 | 2.6266 | 1 | 1 | 2.6266 | 2.6266
Low-grade industrial/ commercial - supermarkets | Hypermarkets/Superstores (over 2500m2) | Supermarket 3639 | 23 | 5573.53 | 316 | 1761.2355 | 299.9384 | 449.9076 | 2.6275 | 1 | 1 | 2.6275 | 2.6275
Low-grade industrial/ commercial - supermarkets | Hypermarkets/Superstores (over 2500m2) | Supermarket 3640 | 23 | 5576.7 | 316 | 1762.2372 | 300.109 | 450.1635 | 2.629 | 1 | 1 | 2.629 | 2.629
Low-grade industrial/ commercial - supermarkets | Hypermarkets/Superstores (over 2500m2) | Supermarket 3641 | 23 | 5580.4 | 316 | 1763.4064 | 300.3081 | 450.4622 | 2.6307 | 1 | 1 | 2.6307 | 2.6307
Low-grade industrial/ commercial - supermarkets | Hypermarkets/Superstores (over 2500m2) | Supermarket 3642 | 23 | 5587.07 | 316 | 1765.5141 | 300.6671 | 451.0006 | 2.6338 | 1 | 1 | 2.6338 | 2.6338
Low-grade industrial/ commercial - supermarkets | Hypermarkets/Superstores (over 2500m2) | Supermarket 3643 | 23 | 5588.7 | 316 | 1766.0292 | 300.7548 | 451.1322 | 2.6346 | 1 | 1 | 2.6346 | 2.6346
Low-grade industrial/ commercial - supermarkets | Hypermarkets/Superstores (over 2500m2) | Supermarket 3644 | 23 | 5591.86 | 316 | 1767.0278 | 300.9248 | 451.3872 | 2.6361 | 1 | 1 | 2.6361 | 2.6361
Low-grade industrial/ commercial - supermarkets | Hypermarkets/Superstores (over 2500m2) | Supermarket 3645 | 23 | 5592 | 316 | 1767.072 | 300.9324 | 451.3985 | 2.6362 | 1 | 1 | 2.6362 | 2.6362
Low-grade industrial/ commercial - supermarkets | Large Shops (Over 1850m2) | Supermarket 3646 | 23 | 5609 | 316 | 1772.444 | 301.8472 | 452.7708 | 2.6442 | 1 | 1 | 2.6442 | 2.6442
Low-grade industrial/ commercial - supermarkets | Hypermarkets/Superstores (over 2500m2) | Supermarket 3647 | 23 | 5621.46 | 316 | 1776.3814 | 302.5177 | 453.7766 | 2.6501 | 1 | 1 | 2.6501 | 2.6501
Low-grade industrial/ commercial - supermarkets | Hypermarkets/Superstores (over 2500m2) | Supermarket 3648 | 23 | 5623 | 316 | 1776.868 | 302.6006 | 453.9009 | 2.6508 | 1 | 1 | 2.6508 | 2.6508
Low-grade industrial/ commercial - supermarkets | Hypermarkets/Superstores (over 2500m2) | Supermarket 3649 | 23 | 5623.9 | 316 | 1777.1524 | 302.6491 | 453.9736 | 2.6512 | 1 | 1 | 2.6512 | 2.6512
Low-grade industrial/ commercial - supermarkets | Hypermarkets/Superstores (over 2500m2) | Supermarket 3650 | 23 | 5629.6 | 316 | 1778.9536 | 302.9558 | 454.4337 | 2.6539 | 1 | 1 | 2.6539 | 2.6539
Low-grade industrial/ commercial - supermarkets | Hypermarkets/Superstores (over 2500m2) | Supermarket 3651 | 23 | 5630 | 316 | 1779.08 | 302.9773 | 454.466 | 2.6541 | 1 | 1 | 2.6541 | 2.6541
Low-grade industrial/ commercial - supermarkets | Hypermarkets/Superstores (over 2500m2) | Supermarket 3652 | 23 | 5632.5 | 316 | 1779.87 | 303.1119 | 454.6678 | 2.6553 | 1 | 1 | 2.6553 | 2.6553
Low-grade industrial/ commercial - supermarkets | Hypermarkets/Superstores (over 2500m2) | Supermarket 3653 | 23 | 5635.58 | 316 | 1780.8433 | 303.2776 | 454.9164 | 2.6567 | 1 | 1 | 2.6567 | 2.6567
Low-grade industrial/ commercial - supermarkets | Hypermarkets/Superstores (over 2500m2) | Supermarket 3654 | 23 | 5638.13 | 316 | 1781.6491 | 303.4148 | 455.1223 | 2.6579 | 1 | 1 | 2.6579 | 2.6579
Low-grade industrial/ commercial - supermarkets | Hypermarkets/Superstores (over 2500m2) | Supermarket 3655 | 23 | 5641.53 | 316 | 1782.7235 | 303.5978 | 455.3967 | 2.6595 | 1 | 1 | 2.6595 | 2.6595
Low-grade industrial/ commercial - supermarkets | Hypermarkets/Superstores (over 2500m2) | Supermarket 3656 | 23 | 5642.3 | 316 | 1782.9668 | 303.6392 | 455.4589 | 2.6599 | 1 | 1 | 2.6599 | 2.6599
Low-grade industrial/ commercial - supermarkets | Hypermarkets/Superstores (over 2500m2) | Supermarket 3657 | 23 | 5647.7 | 316 | 1784.6732 | 303.9298 | 455.8948 | 2.6624 | 1 | 1 | 2.6624 | 2.6624
Low-grade industrial/ commercial - supermarkets | Hypermarkets/Superstores (over 2500m2) | Supermarket 3658 | 23 | 5650.1 | 316 | 1785.4316 | 304.059 | 456.0885 | 2.6636 | 1 | 1 | 2.6636 | 2.6636
Low-grade industrial/ commercial - supermarkets | Hypermarkets/Superstores (over 2500m2) | Supermarket 3659 | 23 | 5651.9 | 316 | 1786.0004 | 304.1559 | 456.2338 | 2.6644 | 1 | 1 | 2.6644 | 2.6644
Low-grade industrial/ commercial - supermarkets | Hypermarkets/Superstores (over 2500m2) | Supermarket 3660 | 23 | 5655 | 316 | 1786.98 | 304.3227 | 456.484 | 2.6659 | 1 | 1 | 2.6659 | 2.6659
Low-grade industrial/ commercial - supermarkets | Hypermarkets/Superstores (over 2500m2) | Supermarket 3661 | 23 | 5655.3 | 316 | 1787.0748 | 304.3388 | 456.5083 | 2.666 | 1 | 1 | 2.666 | 2.666
Low-grade industrial/ commercial - supermarkets | Hypermarkets/Superstores (over 2500m2) | Supermarket 3662 | 23 | 5658.44 | 316 | 1788.067 | 304.5078 | 456.7617 | 2.6675 | 1 | 1 | 2.6675 | 2.6675
Low-grade industrial/ commercial - supermarkets | Hypermarkets/Superstores (over 2500m2) | Supermarket 3663 | 23 | 5660.9 | 316 | 1788.8444 | 304.6402 | 456.9603 | 2.6686 | 1 | 1 | 2.6686 | 2.6686
Low-grade industrial/ commercial - supermarkets | Hypermarkets/Superstores (over 2500m2) | Supermarket 3664 | 23 | 5663 | 316 | 1789.508 | 304.7532 | 457.1298 | 2.6696 | 1 | 1 | 2.6696 | 2.6696
Low-grade industrial/ commercial - supermarkets | Hypermarkets/Superstores (over 2500m2) | Supermarket 3665 | 23 | 5665.37 | 316 | 1790.2569 | 304.8808 | 457.3211 | 2.6708 | 1 | 1 | 2.6708 | 2.6708
Low-grade industrial/ commercial - supermarkets | Hypermarkets/Superstores (over 2500m2) | Supermarket 3666 | 23 | 5670.3 | 316 | 1791.8148 | 305.1461 | 457.7191 | 2.6731 | 1 | 1 | 2.6731 | 2.6731
Low-grade industrial/ commercial - supermarkets | Hypermarkets/Superstores (over 2500m2) | Supermarket 3667 | 23 | 5673.2 | 316 | 1792.7312 | 305.3021 | 457.9532 | 2.6744 | 1 | 1 | 2.6744 | 2.6744
Low-grade industrial/ commercial - supermarkets | Hypermarkets/Superstores (over 2500m2) | Supermarket 3668 | 23 | 5680.03 | 316 | 1794.8895 | 305.6697 | 458.5045 | 2.6777 | 1 | 1 | 2.6777 | 2.6777
Low-grade industrial/ commercial - supermarkets | Hypermarkets/Superstores (over 2500m2) | Supermarket 3669 | 23 | 5683 | 316 | 1795.828 | 305.8295 | 458.7443 | 2.6791 | 1 | 1 | 2.6791 | 2.6791
Low-grade industrial/ commercial - supermarkets | Hypermarkets/Superstores (over 2500m2) | Supermarket 3670 | 23 | 5686.7 | 316 | 1796.9972 | 306.0286 | 459.0429 | 2.6808 | 1 | 1 | 2.6808 | 2.6808
Low-grade industrial/ commercial - supermarkets | Hypermarkets/Superstores (over 2500m2) | Supermarket 3671 | 23 | 5691.54 | 316 | 1798.5266 | 306.2891 | 459.4336 | 2.6831 | 1 | 1 | 2.6831 | 2.6831
Low-grade industrial/ commercial - supermarkets | Hypermarkets/Superstores (over 2500m2) | Supermarket 3672 | 23 | 5695.89 | 316 | 1799.9012 | 306.5232 | 459.7848 | 2.6851 | 1 | 1 | 2.6851 | 2.6851
Low-grade industrial/ commercial - supermarkets | Hypermarkets/Superstores (over 2500m2) | Supermarket 3673 | 23 | 5701.2 | 316 | 1801.5792 | 306.8089 | 460.2134 | 2.6876 | 1 | 1 | 2.6876 | 2.6876
Low-grade industrial/ commercial - supermarkets | Hypermarkets/Superstores (over 2500m2) | Supermarket 3674 | 23 | 5702 | 316 | 1801.832 | 306.852 | 460.278 | 2.688 | 1 | 1 | 2.688 | 2.688
Low-grade industrial/ commercial - supermarkets | Hypermarkets/Superstores (over 2500m2) | Supermarket 3675 | 23 | 5703.3 | 316 | 1802.2428 | 306.9219 | 460.3829 | 2.6886 | 1 | 1 | 2.6886 | 2.6886
Low-grade industrial/ commercial - supermarkets | Hypermarkets/Superstores (over 2500m2) | Supermarket 3676 | 23 | 5717.23 | 316 | 1806.6447 | 307.6716 | 461.5074 | 2.6952 | 1 | 1 | 2.6952 | 2.6952
Low-grade industrial/ commercial - supermarkets | Hypermarkets/Superstores (over 2500m2) | Supermarket 3677 | 23 | 5718.44 | 316 | 1807.027 | 307.7367 | 461.6051 | 2.6958 | 1 | 1 | 2.6958 | 2.6958
Low-grade industrial/ commercial - supermarkets | Hypermarkets/Superstores (over 2500m2) | Supermarket 3678 | 23 | 5718.8 | 316 | 1807.1408 | 307.7561 | 461.6341 | 2.6959 | 1 | 1 | 2.6959 | 2.6959
Low-grade industrial/ commercial - supermarkets | Hypermarkets/Superstores (over 2500m2) | Supermarket 3679 | 23 | 5738.85 | 316 | 1813.4766 | 308.8351 | 463.2526 | 2.7054 | 1 | 1 | 2.7054 | 2.7054
Low-grade industrial/ commercial - supermarkets | Hypermarkets/Superstores (over 2500m2) | Supermarket 3680 | 23 | 5739.42 | 316 | 1813.6567 | 308.8657 | 463.2986 | 2.7057 | 1 | 1 | 2.7057 | 2.7057
Low-grade industrial/ commercial - supermarkets | Hypermarkets/Superstores (over 2500m2) | Supermarket 3681 | 23 | 5739.5 | 316 | 1813.682 | 308.87 | 463.3051 | 2.7057 | 1 | 1 | 2.7057 | 2.7057
Low-grade industrial/ commercial - supermarkets | Hypermarkets/Superstores (over 2500m2) | Supermarket 3682 | 23 | 5745.5 | 316 | 1815.578 | 309.1929 | 463.7894 | 2.7085 | 1 | 1 | 2.7085 | 2.7085
Low-grade industrial/ commercial - supermarkets | Hypermarkets/Superstores (over 2500m2) | Supermarket 3683 | 23 | 5748.96 | 316 | 1816.6714 | 309.3791 | 464.0687 | 2.7102 | 1 | 1 | 2.7102 | 2.7102
Low-grade industrial/ commercial - supermarkets | Hypermarkets/Superstores (over 2500m2) | Supermarket 3684 | 23 | 5753.6 | 316 | 1818.1376 | 309.6288 | 464.4432 | 2.7123 | 1 | 1 | 2.7123 | 2.7123
Low-grade industrial/ commercial - supermarkets | Hypermarkets/Superstores (over 2500m2) | Supermarket 3685 | 23 | 5756 | 316 | 1818.896 | 309.758 | 464.637 | 2.7135 | 1 | 1 | 2.7135 | 2.7135
Low-grade industrial/ commercial - supermarkets | Hypermarkets/Superstores (over 2500m2) | Supermarket 3686 | 23 | 5759.7 | 316 | 1820.0652 | 309.9571 | 464.9357 | 2.7152 | 1 | 1 | 2.7152 | 2.7152
Low-grade industrial/ commercial - supermarkets | Hypermarkets/Superstores (over 2500m2) | Supermarket 3687 | 23 | 5762.15 | 316 | 1820.8394 | 310.0889 | 465.1334 | 2.7164 | 1 | 1 | 2.7164 | 2.7164
Low-grade industrial/ commercial - supermarkets | Large Shops (Over 1850m2) | Supermarket 3688 | 23 | 5763 | 316 | 1821.108 | 310.1347 | 465.202 | 2.7168 | 1 | 1 | 2.7168 | 2.7168
Low-grade industrial/ commercial - supermarkets | Hypermarkets/Superstores (over 2500m2) | Supermarket 3689 | 23 | 5763.79 | 316 | 1821.3576 | 310.1772 | 465.2658 | 2.7172 | 1 | 1 | 2.7172 | 2.7172
Low-grade industrial/ commercial - supermarkets | Hypermarkets/Superstores (over 2500m2) | Supermarket 3690 | 23 | 5767.18 | 316 | 1822.4289 | 310.3596 | 465.5395 | 2.7188 | 1 | 1 | 2.7188 | 2.7188
Low-grade industrial/ commercial - supermarkets | Hypermarkets/Superstores (over 2500m2) | Supermarket 3691 | 23 | 5772.9 | 316 | 1824.2364 | 310.6675 | 466.0012 | 2.7214 | 1 | 1 | 2.7214 | 2.7214
Low-grade industrial/ commercial - supermarkets | Hypermarkets/Superstores (over 2500m2) | Supermarket 3692 | 23 | 5776.1 | 316 | 1825.2476 | 310.8397 | 466.2595 | 2.723 | 1 | 1 | 2.723 | 2.723
Low-grade industrial/ commercial - supermarkets | Hypermarkets/Superstores (over 2500m2) | Supermarket 3693 | 23 | 5777 | 316 | 1825.532 | 310.8881 | 466.3321 | 2.7234 | 1 | 1 | 2.7234 | 2.7234
Low-grade industrial/ commercial - supermarkets | Hypermarkets/Superstores (over 2500m2) | Supermarket 3694 | 23 | 5784.6 | 316 | 1827.9336 | 311.2971 | 466.9456 | 2.727 | 1 | 1 | 2.727 | 2.727
Low-grade industrial/ commercial - supermarkets | Hypermarkets/Superstores (over 2500m2) | Supermarket 3695 | 23 | 5785.7375 | 316 | 1828.293 | 311.3583 | 467.0375 | 2.7275 | 1 | 1 | 2.7275 | 2.7275
Low-grade industrial/ commercial - supermarkets | Hypermarkets/Superstores (over 2500m2) | Supermarket 3696 | 23 | 5788 | 316 | 1829.008 | 311.4801 | 467.2201 | 2.7286 | 1 | 1 | 2.7286 | 2.7286
Low-grade industrial/ commercial - supermarkets | Hypermarkets/Superstores (over 2500m2) | Supermarket 3697 | 23 | 5793 | 316 | 1830.588 | 311.7491 | 467.6237 | 2.7309 | 1 | 1 | 2.7309 | 2.7309
Low-grade industrial/ commercial - supermarkets | Hypermarkets/Superstores (over 2500m2) | Supermarket 3698 | 23 | 5800.7 | 316 | 1833.0212 | 312.1635 | 468.2453 | 2.7346 | 1 | 1 | 2.7346 | 2.7346
Low-grade industrial/ commercial - supermarkets | Hypermarkets/Superstores (over 2500m2) | Supermarket 3699 | 23 | 5801.9 | 316 | 1833.4004 | 312.2281 | 468.3421 | 2.7351 | 1 | 1 | 2.7351 | 2.7351
Low-grade industrial/ commercial - supermarkets | Hypermarkets/Superstores (over 2500m2) | Supermarket 3700 | 23 | 5807.18 | 316 | 1835.0689 | 312.5122 | 468.7683 | 2.7376 | 1 | 1 | 2.7376 | 2.7376
Low-grade industrial/ commercial - supermarkets | Hypermarkets/Superstores (over 2500m2) | Supermarket 3701 | 23 | 5814.37 | 316 | 1837.3409 | 312.8992 | 469.3487 | 2.741 | 1 | 1 | 2.741 | 2.741
Low-grade industrial/ commercial - supermarkets | Hypermarkets/Superstores (over 2500m2) | Supermarket 3702 | 23 | 5822.5 | 316 | 1839.91 | 313.3367 | 470.005 | 2.7448 | 1 | 1 | 2.7448 | 2.7448
Low-grade industrial/ commercial - supermarkets | Hypermarkets/Superstores (over 2500m2) | Supermarket 3703 | 23 | 5824.4 | 316 | 1840.5104 | 313.4389 | 470.1584 | 2.7457 | 1 | 1 | 2.7457 | 2.7457
Low-grade industrial/ commercial - supermarkets | Hypermarkets/Superstores (over 2500m2) | Supermarket 3704 | 23 | 5828.2 | 316 | 1841.7112 | 313.6434 | 470.4651 | 2.7475 | 1 | 1 | 2.7475 | 2.7475
Low-grade industrial/ commercial - supermarkets | Hypermarkets/Superstores (over 2500m2) | Supermarket 3705 | 23 | 5832.6 | 316 | 1843.1016 | 313.8802 | 470.8203 | 2.7496 | 1 | 1 | 2.7496 | 2.7496
Low-grade industrial/ commercial - supermarkets | Hypermarkets/Superstores (over 2500m2) | Supermarket 3706 | 23 | 5833.26 | 316 | 1843.3102 | 313.9157 | 470.8736 | 2.7499 | 1 | 1 | 2.7499 | 2.7499
Low-grade industrial/ commercial - supermarkets | Hypermarkets/Superstores (over 2500m2) | Supermarket 3707 | 23 | 5833.6 | 316 | 1843.4176 | 313.934 | 470.901 | 2.7501 | 1 | 1 | 2.7501 | 2.7501
Low-grade industrial/ commercial - supermarkets | Hypermarkets/Superstores (over 2500m2) | Supermarket 3708 | 23 | 5835 | 316 | 1843.86 | 314.0094 | 471.014 | 2.7507 | 1 | 1 | 2.7507 | 2.7507
Low-grade industrial/ commercial - supermarkets | Hypermarkets/Superstores (over 2500m2) | Supermarket 3709 | 23 | 5843.22 | 316 | 1846.4575 | 314.4517 | 471.6776 | 2.7546 | 1 | 1 | 2.7546 | 2.7546
Low-grade industrial/ commercial - supermarkets | Hypermarkets/Superstores (over 2500m2) | Supermarket 3710 | 23 | 5848 | 316 | 1847.968 | 314.709 | 472.0634 | 2.7569 | 1 | 1 | 2.7569 | 2.7569
Low-grade industrial/ commercial - supermarkets | Hypermarkets/Superstores (over 2500m2) | Supermarket 3711 | 23 | 5848.77 | 316 | 1848.2113 | 314.7504 | 472.1256 | 2.7572 | 1 | 1 | 2.7572 | 2.7572
Low-grade industrial/ commercial - supermarkets | Hypermarkets/Superstores (over 2500m2) | Supermarket 3712 | 23 | 5853.4 | 316 | 1849.6744 | 314.9996 | 472.4993 | 2.7594 | 1 | 1 | 2.7594 | 2.7594
Low-grade industrial/ commercial - supermarkets | Hypermarkets/Superstores (over 2500m2) | Supermarket 3713 | 23 | 5854.6 | 316 | 1850.0536 | 315.0641 | 472.5962 | 2.76 | 1 | 1 | 2.76 | 2.76
Low-grade industrial/ commercial - supermarkets | Hypermarkets/Superstores (over 2500m2) | Supermarket 3714 | 23 | 5855.5 | 316 | 1850.338 | 315.1126 | 472.6688 | 2.7604 | 1 | 1 | 2.7604 | 2.7604
Low-grade industrial/ commercial - supermarkets | Hypermarkets/Superstores (over 2500m2) | Supermarket 3715 | 23 | 5862.19 | 316 | 1852.452 | 315.4726 | 473.2089 | 2.7635 | 1 | 1 | 2.7635 | 2.7635
Low-grade industrial/ commercial - supermarkets | Hypermarkets/Superstores (over 2500m2) | Supermarket 3716 | 23 | 5864.35 | 316 | 1853.1346 | 315.5888 | 473.3832 | 2.7646 | 1 | 1 | 2.7646 | 2.7646
Low-grade industrial/ commercial - supermarkets | Hypermarkets/Superstores (over 2500m2) | Supermarket 3717 | 23 | 5871.49 | 316 | 1855.3908 | 315.9731 | 473.9596 | 2.7679 | 1 | 1 | 2.7679 | 2.7679
Low-grade industrial/ commercial - supermarkets | Departmental and Walk Round Stores (Large) | Supermarket 3718 | 23 | 5877.5 | 316 | 1857.29 | 316.2965 | 474.4447 | 2.7708 | 1 | 1 | 2.7708 | 2.7708
Low-grade industrial/ commercial - supermarkets | Hypermarkets/Superstores (over 2500m2) | Supermarket 3719 | 23 | 5877.8 | 316 | 1857.3848 | 316.3126 | 474.4689 | 2.7709 | 1 | 1 | 2.7709 | 2.7709
Low-grade industrial/ commercial - supermarkets | Hypermarkets/Superstores (over 2500m2) | Supermarket 3720 | 23 | 5878.54 | 316 | 1857.6186 | 316.3525 | 474.5287 | 2.7712 | 1 | 1 | 2.7712 | 2.7712
Low-grade industrial/ commercial - supermarkets | Hypermarkets/Superstores (over 2500m2) | Supermarket 3721 | 23 | 5878.97 | 316 | 1857.7545 | 316.3756 | 474.5634 | 2.7715 | 1 | 1 | 2.7715 | 2.7715
Low-grade industrial/ commercial - supermarkets | Hypermarkets/Superstores (over 2500m2) | Supermarket 3722 | 23 | 5889.43 | 316 | 1861.0599 | 316.9385 | 475.4077 | 2.7764 | 1 | 1 | 2.7764 | 2.7764
Low-grade industrial/ commercial - supermarkets | Hypermarkets/Superstores (over 2500m2) | Supermarket 3723 | 23 | 5894.35 | 316 | 1862.6146 | 317.2033 | 475.8049 | 2.7787 | 1 | 1 | 2.7787 | 2.7787
Low-grade industrial/ commercial - supermarkets | Hypermarkets/Superstores (over 2500m2) | Supermarket 3724 | 23 | 5901.5 | 316 | 1864.874 | 317.588 | 476.3821 | 2.7821 | 1 | 1 | 2.7821 | 2.7821
Low-grade industrial/ commercial - supermarkets | Hypermarkets/Superstores (over 2500m2) | Supermarket 3725 | 23 | 5903.92 | 316 | 1865.6387 | 317.7183 | 476.5774 | 2.7832 | 1 | 1 | 2.7832 | 2.7832
Low-grade industrial/ commercial - supermarkets | Hypermarkets/Superstores (over 2500m2) | Supermarket 3726 | 23 | 5912.5 | 316 | 1868.35 | 318.18 | 477.27 | 2.7873 | 1 | 1 | 2.7873 | 2.7873
Low-grade industrial/ commercial - supermarkets | Hypermarkets/Superstores (over 2500m2) | Supermarket 3727 | 23 | 5915.9 | 316 | 1869.4244 | 318.363 | 477.5445 | 2.7889 | 1 | 1 | 2.7889 | 2.7889
Low-grade industrial/ commercial - supermarkets | Hypermarkets/Superstores (over 2500m2) | Supermarket 3728 | 23 | 5926 | 316 | 1872.616 | 318.9065 | 478.3598 | 2.7936 | 1 | 1 | 2.7936 | 2.7936
Low-grade industrial/ commercial - supermarkets | Hypermarkets/Superstores (over 2500m2) | Supermarket 3729 | 23 | 5935.59 | 316 | 1875.6464 | 319.4226 | 479.1339 | 2.7981 | 1 | 1 | 2.7981 | 2.7981
Low-grade industrial/ commercial - supermarkets | Hypermarkets/Superstores (over 2500m2) | Supermarket 3730 | 23 | 5944.9 | 316 | 1878.5884 | 319.9236 | 479.8854 | 2.8025 | 1 | 1 | 2.8025 | 2.8025
Low-grade industrial/ commercial - supermarkets | Hypermarkets/Superstores (over 2500m2) | Supermarket 3731 | 23 | 5954.32 | 316 | 1881.5651 | 320.4305 | 480.6458 | 2.807 | 1 | 1 | 2.807 | 2.807
Low-grade industrial/ commercial - supermarkets | Hypermarkets/Superstores (over 2500m2) | Supermarket 3732 | 23 | 5968.24 | 316 | 1885.9638 | 321.1796 | 481.7695 | 2.8135 | 1 | 1 | 2.8135 | 2.8135
Low-grade industrial/ commercial - supermarkets | Hypermarkets/Superstores (over 2500m2) | Supermarket 3733 | 23 | 5968.48 | 316 | 1886.0397 | 321.1926 | 481.7888 | 2.8136 | 1 | 1 | 2.8136 | 2.8136
Low-grade industrial/ commercial - supermarkets | Hypermarkets/Superstores (over 2500m2) | Supermarket 3734 | 23 | 5976.2 | 316 | 1888.4792 | 321.608 | 482.412 | 2.8173 | 1 | 1 | 2.8173 | 2.8173
Low-grade industrial/ commercial - supermarkets | Hypermarkets/Superstores (over 2500m2) | Supermarket 3735 | 23 | 5976.47 | 316 | 1888.5645 | 321.6225 | 482.4338 | 2.8174 | 1 | 1 | 2.8174 | 2.8174
Low-grade industrial/ commercial - supermarkets | Hypermarkets/Superstores (over 2500m2) | Supermarket 3736 | 23 | 5979.2 | 316 | 1889.4272 | 321.7695 | 482.6542 | 2.8187 | 1 | 1 | 2.8187 | 2.8187
Low-grade industrial/ commercial - supermarkets | Hypermarkets/Superstores (over 2500m2) | Supermarket 3737 | 23 | 5981.8 | 316 | 1890.2488 | 321.9094 | 482.8641 | 2.8199 | 1 | 1 | 2.8199 | 2.8199
Low-grade industrial/ commercial - supermarkets | Hypermarkets/Superstores (over 2500m2) | Supermarket 3738 | 23 | 5981.89 | 316 | 1890.2772 | 321.9142 | 482.8713 | 2.82 | 1 | 1 | 2.82 | 2.82
Low-grade industrial/ commercial - supermarkets | Hypermarkets/Superstores (over 2500m2) | Supermarket 3739 | 23 | 5981.95 | 316 | 1890.2962 | 321.9174 | 482.8762 | 2.82 | 1 | 1 | 2.82 | 2.82
Low-grade industrial/ commercial - supermarkets | Hypermarkets/Superstores (over 2500m2) | Supermarket 3740 | 23 | 5983.21 | 316 | 1890.6944 | 321.9852 | 482.9779 | 2.8206 | 1 | 1 | 2.8206 | 2.8206
Low-grade industrial/ commercial - supermarkets | Hypermarkets/Superstores (over 2500m2) | Supermarket 3741 | 23 | 5985 | 316 | 1891.26 | 322.0816 | 483.1224 | 2.8214 | 1 | 1 | 2.8214 | 2.8214
Low-grade industrial/ commercial - supermarkets | Hypermarkets/Superstores (over 2500m2) | Supermarket 3742 | 23 | 5992.62 | 316 | 1893.6679 | 322.4916 | 483.7375 | 2.825 | 1 | 1 | 2.825 | 2.825
Low-grade industrial/ commercial - supermarkets | Hypermarkets/Superstores (over 2500m2) | Supermarket 3743 | 23 | 5993.08 | 316 | 1893.8133 | 322.5164 | 483.7746 | 2.8252 | 1 | 1 | 2.8252 | 2.8252
Low-grade industrial/ commercial - supermarkets | Hypermarkets/Superstores (over 2500m2) | Supermarket 3744 | 23 | 5993.38 | 316 | 1893.9081 | 322.5325 | 483.7988 | 2.8254 | 1 | 1 | 2.8254 | 2.8254
Low-grade industrial/ commercial - supermarkets | Hypermarkets/Superstores (over 2500m2) | Supermarket 3745 | 23 | 5994.5 | 316 | 1894.262 | 322.5928 | 483.8892 | 2.8259 | 1 | 1 | 2.8259 | 2.8259
Low-grade industrial/ commercial - supermarkets | Hypermarkets/Superstores (over 2500m2) | Supermarket 3746 | 23 | 5997.7 | 316 | 1895.2732 | 322.765 | 484.1475 | 2.8274 | 1 | 1 | 2.8274 | 2.8274
Low-grade industrial/ commercial - supermarkets | Hypermarkets/Superstores (over 2500m2) | Supermarket 3747 | 23 | 6005 | 316 | 1897.58 | 323.1579 | 484.7368 | 2.8309 | 1 | 1 | 2.8309 | 2.8309
Low-grade industrial/ commercial - supermarkets | Hypermarkets/Superstores (over 2500m2) | Supermarket 3748 | 23 | 6006.5 | 316 | 1898.054 | 323.2386 | 484.8579 | 2.8316 | 1 | 1 | 2.8316 | 2.8316
Low-grade industrial/ commercial - supermarkets | Hypermarkets/Superstores (over 2500m2) | Supermarket 3749 | 23 | 6007 | 316 | 1898.212 | 323.2655 | 484.8983 | 2.8318 | 1 | 1 | 2.8318 | 2.8318
Low-grade industrial/ commercial - supermarkets | Hypermarkets/Superstores (over 2500m2) | Supermarket 3750 | 23 | 6009.7 | 316 | 1899.0652 | 323.4108 | 485.1162 | 2.8331 | 1 | 1 | 2.8331 | 2.8331
Low-grade industrial/ commercial - supermarkets | Hypermarkets/Superstores (over 2500m2) | Supermarket 3751 | 23 | 6016 | 316 | 1901.056 | 323.7498 | 485.6248 | 2.836 | 1 | 1 | 2.836 | 2.836
Low-grade industrial/ commercial - supermarkets | Hypermarkets/Superstores (over 2500m2) | Supermarket 3752 | 23 | 6018.16 | 316 | 1901.7386 | 323.8661 | 485.7991 | 2.8371 | 1 | 1 | 2.8371 | 2.8371
Low-grade industrial/ commercial - supermarkets | Hypermarkets/Superstores (over 2500m2) | Supermarket 3753 | 23 | 6020.2 | 316 | 1902.3832 | 323.9759 | 485.9638 | 2.838 | 1 | 1 | 2.838 | 2.838
Low-grade industrial/ commercial - supermarkets | Hypermarkets/Superstores (over 2500m2) | Supermarket 3754 | 23 | 6020.95 | 316 | 1902.6202 | 324.0162 | 486.0243 | 2.8384 | 1 | 1 | 2.8384 | 2.8384
Low-grade industrial/ commercial - supermarkets | Hypermarkets/Superstores (over 2500m2) | Supermarket 3755 | 23 | 6025.31 | 316 | 1903.998 | 324.2509 | 486.3763 | 2.8404 | 1 | 1 | 2.8404 | 2.8404
Low-grade industrial/ commercial - supermarkets | Hypermarkets/Superstores (over 2500m2) | Supermarket 3756 | 23 | 6026.22 | 316 | 1904.2855 | 324.2998 | 486.4497 | 2.8409 | 1 | 1 | 2.8409 | 2.8409
Low-grade industrial/ commercial - supermarkets | Hypermarkets/Superstores (over 2500m2) | Supermarket 3757 | 23 | 6032 | 316 | 1906.112 | 324.6109 | 486.9163 | 2.8436 | 1 | 1 | 2.8436 | 2.8436
Low-grade industrial/ commercial - supermarkets | Hypermarkets/Superstores (over 2500m2) | Supermarket 3758 | 23 | 6035.8 | 316 | 1907.3128 | 324.8154 | 487.2231 | 2.8454 | 1 | 1 | 2.8454 | 2.8454
Low-grade industrial/ commercial - supermarkets | Hypermarkets/Superstores (over 2500m2) | Supermarket 3759 | 23 | 6040.2 | 316 | 1908.7032 | 325.0522 | 487.5782 | 2.8475 | 1 | 1 | 2.8475 | 2.8475
Low-grade industrial/ commercial - supermarkets | Hypermarkets/Superstores (over 2500m2) | Supermarket 3760 | 23 | 6041.81 | 316 | 1909.212 | 325.1388 | 487.7082 | 2.8482 | 1 | 1 | 2.8482 | 2.8482
Low-grade industrial/ commercial - supermarkets | Hypermarkets/Superstores (over 2500m2) | Supermarket 3761 | 23 | 6044 | 316 | 1909.904 | 325.2567 | 487.885 | 2.8492 | 1 | 1 | 2.8492 | 2.8492
Low-grade industrial/ commercial - supermarkets | Large Shops (Over 1850m2) | Supermarket 3762 | 23 | 6054.84 | 316 | 1913.3294 | 325.84 | 488.76 | 2.8544 | 1 | 1 | 2.8544 | 2.8544
Low-grade industrial/ commercial - supermarkets | Hypermarkets/Superstores (over 2500m2) | Supermarket 3763 | 23 | 6056.64 | 316 | 1913.8982 | 325.9369 | 488.9053 | 2.8552 | 1 | 1 | 2.8552 | 2.8552
Low-grade industrial/ commercial - supermarkets | Hypermarkets/Superstores (over 2500m2) | Supermarket 3764 | 23 | 6063.98 | 316 | 1916.2177 | 326.3319 | 489.4978 | 2.8587 | 1 | 1 | 2.8587 | 2.8587
Low-grade industrial/ commercial - supermarkets | Hypermarkets/Superstores (over 2500m2) | Supermarket 3765 | 23 | 6065.37 | 316 | 1916.6569 | 326.4067 | 489.61 | 2.8593 | 1 | 1 | 2.8593 | 2.8593
Low-grade industrial/ commercial - supermarkets | Hypermarkets/Superstores (over 2500m2) | Supermarket 3766 | 23 | 6073.2 | 316 | 1919.1312 | 326.828 | 490.2421 | 2.863 | 1 | 1 | 2.863 | 2.863
Low-grade industrial/ commercial - supermarkets | Hypermarkets/Superstores (over 2500m2) | Supermarket 3767 | 23 | 6073.9 | 316 | 1919.3524 | 326.8657 | 490.2986 | 2.8633 | 1 | 1 | 2.8633 | 2.8633
Low-grade industrial/ commercial - supermarkets | Hypermarkets/Superstores (over 2500m2) | Supermarket 3768 | 23 | 6079.3 | 316 | 1921.0588 | 327.1563 | 490.7345 | 2.8659 | 1 | 1 | 2.8659 | 2.8659
Low-grade industrial/ commercial - supermarkets | Hypermarkets/Superstores (over 2500m2) | Supermarket 3769 | 23 | 6080 | 316 | 1921.28 | 327.194 | 490.791 | 2.8662 | 1 | 1 | 2.8662 | 2.8662
Low-grade industrial/ commercial - supermarkets | Hypermarkets/Superstores (over 2500m2) | Supermarket 3770 | 23 | 6085.8 | 316 | 1923.1128 | 327.5061 | 491.2592 | 2.869 | 1 | 1 | 2.869 | 2.869
Low-grade industrial/ commercial - supermarkets | Hypermarkets/Superstores (over 2500m2) | Supermarket 3771 | 23 | 6098.26 | 316 | 1927.0502 | 328.1766 | 492.265 | 2.8748 | 1 | 1 | 2.8748 | 2.8748
Low-grade industrial/ commercial - supermarkets | Hypermarkets/Superstores (over 2500m2) | Supermarket 3772 | 23 | 6098.93 | 316 | 1927.2619 | 328.2127 | 492.319 | 2.8751 | 1 | 1 | 2.8751 | 2.8751
Low-grade industrial/ commercial - supermarkets | Hypermarkets/Superstores (over 2500m2) | Supermarket 3773 | 23 | 6100 | 316 | 1927.6 | 328.2703 | 492.4054 | 2.8756 | 1 | 1 | 2.8756 | 2.8756
Low-grade industrial/ commercial - supermarkets | Hypermarkets/Superstores (over 2500m2) | Supermarket 3774 | 23 | 6104.9 | 316 | 1929.1484 | 328.534 | 492.801 | 2.878 | 1 | 1 | 2.878 | 2.878
Low-grade industrial/ commercial - supermarkets | Hypermarkets/Superstores (over 2500m2) | Supermarket 3775 | 23 | 6105 | 316 | 1929.18 | 328.5394 | 492.809 | 2.878 | 1 | 1 | 2.878 | 2.878
Low-grade industrial/ commercial - supermarkets | Hypermarkets/Superstores (over 2500m2) | Supermarket 3776 | 23 | 6105.36 | 316 | 1929.2938 | 328.5587 | 492.8381 | 2.8782 | 1 | 1 | 2.8782 | 2.8782
Low-grade industrial/ commercial - supermarkets | Hypermarkets/Superstores (over 2500m2) | Supermarket 3777 | 23 | 6111.3 | 316 | 1931.1708 | 328.8784 | 493.3176 | 2.881 | 1 | 1 | 2.881 | 2.881
Low-grade industrial/ commercial - supermarkets | Hypermarkets/Superstores (over 2500m2) | Supermarket 3778 | 23 | 6112.03 | 316 | 1931.4015 | 328.9177 | 493.3765 | 2.8813 | 1 | 1 | 2.8813 | 2.8813
Low-grade industrial/ commercial - supermarkets | Hypermarkets/Superstores (over 2500m2) | Supermarket 3779 | 23 | 6116.1 | 316 | 1932.6876 | 329.1367 | 493.705 | 2.8832 | 1 | 1 | 2.8832 | 2.8832
Low-grade industrial/ commercial - supermarkets | Hypermarkets/Superstores (over 2500m2) | Supermarket 3780 | 23 | 6125.83 | 316 | 1935.7623 | 329.6603 | 494.4905 | 2.8878 | 1 | 1 | 2.8878 | 2.8878
Low-grade industrial/ commercial - supermarkets | Hypermarkets/Superstores (over 2500m2) | Supermarket 3781 | 23 | 6126 | 316 | 1935.816 | 329.6695 | 494.5042 | 2.8879 | 1 | 1 | 2.8879 | 2.8879
Low-grade industrial/ commercial - supermarkets | Hypermarkets/Superstores (over 2500m2) | Supermarket 3782 | 23 | 6128.77 | 316 | 1936.6913 | 329.8185 | 494.7278 | 2.8892 | 1 | 1 | 2.8892 | 2.8892
Low-grade industrial/ commercial - supermarkets | Hypermarkets/Superstores (over 2500m2) | Supermarket 3783 | 23 | 6130.3 | 316 | 1937.1748 | 329.9009 | 494.8513 | 2.8899 | 1 | 1 | 2.8899 | 2.8899
Low-grade industrial/ commercial - supermarkets | Hypermarkets/Superstores (over 2500m2) | Supermarket 3784 | 23 | 6133.98 | 316 | 1938.3377 | 330.0989 | 495.1484 | 2.8917 | 1 | 1 | 2.8917 | 2.8917
Low-grade industrial/ commercial - supermarkets | Hypermarkets/Superstores (over 2500m2) | Supermarket 3785 | 23 | 6143.1 | 316 | 1941.2196 | 330.5897 | 495.8845 | 2.896 | 1 | 1 | 2.896 | 2.896
Low-grade industrial/ commercial - supermarkets | Hypermarkets/Superstores (over 2500m2) | Supermarket 3786 | 23 | 6150.16 | 316 | 1943.4506 | 330.9696 | 496.4544 | 2.8993 | 1 | 1 | 2.8993 | 2.8993
Low-grade industrial/ commercial - supermarkets | Hypermarkets/Superstores (over 2500m2) | Supermarket 3787 | 23 | 6150.6 | 316 | 1943.5896 | 330.9933 | 496.49 | 2.8995 | 1 | 1 | 2.8995 | 2.8995
Low-grade industrial/ commercial - supermarkets | Hypermarkets/Superstores (over 2500m2) | Supermarket 3788 | 23 | 6151.8 | 316 | 1943.9688 | 331.0579 | 496.5868 | 2.9001 | 1 | 1 | 2.9001 | 2.9001
Low-grade industrial/ commercial - supermarkets | Hypermarkets/Superstores (over 2500m2) | Supermarket 3789 | 23 | 6154.5 | 316 | 1944.822 | 331.2032 | 496.8048 | 2.9013 | 1 | 1 | 2.9013 | 2.9013
Low-grade industrial/ commercial - supermarkets | Hypermarkets/Superstores (over 2500m2) | Supermarket 3790 | 23 | 6164.64 | 316 | 1948.0262 | 331.7489 | 497.6233 | 2.9061 | 1 | 1 | 2.9061 | 2.9061
Low-grade industrial/ commercial - supermarkets | Hypermarkets/Superstores (over 2500m2) | Supermarket 3791 | 23 | 6166.7 | 316 | 1948.6772 | 331.8597 | 497.7896 | 2.9071 | 1 | 1 | 2.9071 | 2.9071
Low-grade industrial/ commercial - supermarkets | Hypermarkets/Superstores (over 2500m2) | Supermarket 3792 | 23 | 6176.94 | 316 | 1951.913 | 332.4108 | 498.6162 | 2.9119 | 1 | 1 | 2.9119 | 2.9119
Low-grade industrial/ commercial - supermarkets | Hypermarkets/Superstores (over 2500m2) | Supermarket 3793 | 23 | 6188.03 | 316 | 1955.4175 | 333.0076 | 499.5114 | 2.9171 | 1 | 1 | 2.9171 | 2.9171
Low-grade industrial/ commercial - supermarkets | Hypermarkets/Superstores (over 2500m2) | Supermarket 3794 | 23 | 6193 | 316 | 1956.988 | 333.2751 | 499.9126 | 2.9195 | 1 | 1 | 2.9195 | 2.9195
Low-grade industrial/ commercial - supermarkets | Hypermarkets/Superstores (over 2500m2) | Supermarket 3795 | 23 | 6195.07 | 316 | 1957.6421 | 333.3865 | 500.0797 | 2.9205 | 1 | 1 | 2.9205 | 2.9205
Low-grade industrial/ commercial - supermarkets | Hypermarkets/Superstores (over 2500m2) | Supermarket 3796 | 23 | 6197 | 316 | 1958.252 | 333.4903 | 500.2355 | 2.9214 | 1 | 1 | 2.9214 | 2.9214
Low-grade industrial/ commercial - supermarkets | Hypermarkets/Superstores (over 2500m2) | Supermarket 3797 | 23 | 6200 | 316 | 1959.2 | 333.6518 | 500.4776 | 2.9228 | 1 | 1 | 2.9228 | 2.9228
Low-grade industrial/ commercial - supermarkets | Hypermarkets/Superstores (over 2500m2) | Supermarket 3798 | 23 | 6200.4 | 316 | 1959.3264 | 333.6733 | 500.5099 | 2.923 | 1 | 1 | 2.923 | 2.923
Low-grade industrial/ commercial - supermarkets | Hypermarkets/Superstores (over 2500m2) | Supermarket 3799 | 23 | 6205.19 | 316 | 1960.84 | 333.9311 | 500.8966 | 2.9252 | 1 | 1 | 2.9252 | 2.9252
Low-grade industrial/ commercial - supermarkets | Hypermarkets/Superstores (over 2500m2) | Supermarket 3800 | 23 | 6205.62 | 316 | 1960.9759 | 333.9542 | 500.9313 | 2.9254 | 1 | 1 | 2.9254 | 2.9254
Low-grade industrial/ commercial - supermarkets | Hypermarkets/Superstores (over 2500m2) | Supermarket 3801 | 23 | 6211.36 | 316 | 1962.7898 | 334.2631 | 501.3946 | 2.9281 | 1 | 1 | 2.9281 | 2.9281
Low-grade industrial/ commercial - supermarkets | Hypermarkets/Superstores (over 2500m2) | Supermarket 3802 | 23 | 6212.7 | 316 | 1963.2132 | 334.3352 | 501.5028 | 2.9288 | 1 | 1 | 2.9288 | 2.9288
Low-grade industrial/ commercial - supermarkets | Hypermarkets/Superstores (over 2500m2) | Supermarket 3803 | 23 | 6216.11 | 316 | 1964.2908 | 334.5187 | 501.7781 | 2.9304 | 1 | 1 | 2.9304 | 2.9304
Low-grade industrial/ commercial - supermarkets | Hypermarkets/Superstores (over 2500m2) | Supermarket 3804 | 23 | 6216.4 | 316 | 1964.3824 | 334.5343 | 501.8015 | 2.9305 | 1 | 1 | 2.9305 | 2.9305
Low-grade industrial/ commercial - supermarkets | Hypermarkets/Superstores (over 2500m2) | Supermarket 3805 | 23 | 6225.84 | 316 | 1967.3654 | 335.0423 | 502.5635 | 2.935 | 1 | 1 | 2.935 | 2.935
Low-grade industrial/ commercial - supermarkets | Hypermarkets/Superstores (over 2500m2) | Supermarket 3806 | 23 | 6228.31 | 316 | 1968.146 | 335.1753 | 502.7629 | 2.9361 | 1 | 1 | 2.9361 | 2.9361
Low-grade industrial/ commercial - supermarkets | Hypermarkets/Superstores (over 2500m2) | Supermarket 3807 | 23 | 6228.9 | 316 | 1968.3324 | 335.207 | 502.8105 | 2.9364 | 1 | 1 | 2.9364 | 2.9364
Low-grade industrial/ commercial - supermarkets | Hypermarkets/Superstores (over 2500m2) | Supermarket 3808 | 23 | 6234.58 | 316 | 1970.1273 | 335.5127 | 503.269 | 2.9391 | 1 | 1 | 2.9391 | 2.9391
Low-grade industrial/ commercial - supermarkets | Hypermarkets/Superstores (over 2500m2) | Supermarket 3809 | 23 | 6239.2 | 316 | 1971.5872 | 335.7613 | 503.642 | 2.9413 | 1 | 1 | 2.9413 | 2.9413
Low-grade industrial/ commercial - supermarkets | Hypermarkets/Superstores (over 2500m2) | Supermarket 3810 | 23 | 6242.14 | 316 | 1972.5162 | 335.9195 | 503.8793 | 2.9427 | 1 | 1 | 2.9427 | 2.9427
Low-grade industrial/ commercial - supermarkets | Hypermarkets/Superstores (over 2500m2) | Supermarket 3811 | 23 | 6246.31 | 316 | 1973.834 | 336.1439 | 504.2159 | 2.9446 | 1 | 1 | 2.9446 | 2.9446
Low-grade industrial/ commercial - supermarkets | Hypermarkets/Superstores (over 2500m2) | Supermarket 3812 | 23 | 6250.28 | 316 | 1975.0885 | 336.3576 | 504.5364 | 2.9465 | 1 | 1 | 2.9465 | 2.9465
Low-grade industrial/ commercial - supermarkets | Hypermarkets/Superstores (over 2500m2) | Supermarket 3813 | 23 | 6253.95 | 316 | 1976.2482 | 336.5551 | 504.8326 | 2.9482 | 1 | 1 | 2.9482 | 2.9482
Low-grade industrial/ commercial - supermarkets | Hypermarkets/Superstores (over 2500m2) | Supermarket 3814 | 23 | 6256.6 | 316 | 1977.0856 | 336.6977 | 505.0465 | 2.9495 | 1 | 1 | 2.9495 | 2.9495
Low-grade industrial/ commercial - supermarkets | Hypermarkets/Superstores (over 2500m2) | Supermarket 3815 | 23 | 6257 | 316 | 1977.212 | 336.7192 | 505.0788 | 2.9497 | 1 | 1 | 2.9497 | 2.9497
Low-grade industrial/ commercial - supermarkets | Hypermarkets/Superstores (over 2500m2) | Supermarket 3816 | 23 | 6261.1 | 316 | 1978.5076 | 336.9398 | 505.4098 | 2.9516 | 1 | 1 | 2.9516 | 2.9516
Low-grade industrial/ commercial - supermarkets | Hypermarkets/Superstores (over 2500m2) | Supermarket 3817 | 23 | 6274.02 | 316 | 1982.5903 | 337.6351 | 506.4527 | 2.9577 | 1 | 1 | 2.9577 | 2.9577
Low-grade industrial/ commercial - supermarkets | Hypermarkets/Superstores (over 2500m2) | Supermarket 3818 | 23 | 6274.7 | 316 | 1982.8052 | 337.6717 | 506.5076 | 2.958 | 1 | 1 | 2.958 | 2.958
Low-grade industrial/ commercial - supermarkets | Hypermarkets/Superstores (over 2500m2) | Supermarket 3819 | 23 | 6275.5 | 316 | 1983.058 | 337.7148 | 506.5722 | 2.9584 | 1 | 1 | 2.9584 | 2.9584
Low-grade industrial/ commercial - supermarkets | Hypermarkets/Superstores (over 2500m2) | Supermarket 3820 | 23 | 6275.69 | 316 | 1983.118 | 337.725 | 506.5875 | 2.9585 | 1 | 1 | 2.9585 | 2.9585
Low-grade industrial/ commercial - supermarkets | Hypermarkets/Superstores (over 2500m2) | Supermarket 3821 | 23 | 6278.95 | 316 | 1984.1482 | 337.9004 | 506.8507 | 2.96 | 1 | 1 | 2.96 | 2.96
Low-grade industrial/ commercial - supermarkets | Hypermarkets/Superstores (over 2500m2) | Supermarket 3822 | 23 | 6279.52 | 316 | 1984.3283 | 337.9311 | 506.8967 | 2.9603 | 1 | 1 | 2.9603 | 2.9603
Low-grade industrial/ commercial - supermarkets | Hypermarkets/Superstores (over 2500m2) | Supermarket 3823 | 23 | 6280.75 | 316 | 1984.717 | 337.9973 | 506.996 | 2.9609 | 1 | 1 | 2.9609 | 2.9609
Low-grade industrial/ commercial - supermarkets | Hypermarkets/Superstores (over 2500m2) | Supermarket 3824 | 23 | 6281.7 | 316 | 1985.0172 | 338.0484 | 507.0726 | 2.9613 | 1 | 1 | 2.9613 | 2.9613
Low-grade industrial/ commercial - supermarkets | Hypermarkets/Superstores (over 2500m2) | Supermarket 3825 | 23 | 6288.06 | 316 | 1987.027 | 338.3907 | 507.586 | 2.9643 | 1 | 1 | 2.9643 | 2.9643
Low-grade industrial/ commercial - supermarkets | Hypermarkets/Superstores (over 2500m2) | Supermarket 3826 | 23 | 6319.33 | 316 | 1996.9083 | 340.0735 | 510.1102 | 2.979 | 1 | 1 | 2.979 | 2.979
Low-grade industrial/ commercial - supermarkets | Hypermarkets/Superstores (over 2500m2) | Supermarket 3827 | 23 | 6322.45 | 316 | 1997.8942 | 340.2414 | 510.3621 | 2.9805 | 1 | 1 | 2.9805 | 2.9805
Low-grade industrial/ commercial - supermarkets | Hypermarkets/Superstores (over 2500m2) | Supermarket 3828 | 23 | 6335.23 | 316 | 2001.9327 | 340.9291 | 511.3937 | 2.9865 | 1 | 1 | 2.9865 | 2.9865
Low-grade industrial/ commercial - supermarkets | Hypermarkets/Superstores (over 2500m2) | Supermarket 3829 | 23 | 6337.7 | 316 | 2002.7132 | 341.0621 | 511.5931 | 2.9877 | 1 | 1 | 2.9877 | 2.9877
Low-grade industrial/ commercial - supermarkets | Hypermarkets/Superstores (over 2500m2) | Supermarket 3830 | 23 | 6340.07 | 316 | 2003.4621 | 341.1896 | 511.7844 | 2.9888 | 1 | 1 | 2.9888 | 2.9888
Low-grade industrial/ commercial - supermarkets | Hypermarkets/Superstores (over 2500m2) | Supermarket 3831 | 23 | 6341.5 | 316 | 2003.914 | 341.2666 | 511.8998 | 2.9895 | 1 | 1 | 2.9895 | 2.9895
Low-grade industrial/ commercial - supermarkets | Hypermarkets/Superstores (over 2500m2) | Supermarket 3832 | 23 | 6345.18 | 316 | 2005.0769 | 341.4646 | 512.1969 | 2.9912 | 1 | 1 | 2.9912 | 2.9912
Low-grade industrial/ commercial - supermarkets | Hypermarkets/Superstores (over 2500m2) | Supermarket 3833 | 23 | 6351.1 | 316 | 2006.9476 | 341.7832 | 512.6748 | 2.994 | 1 | 1 | 2.994 | 2.994
Low-grade industrial/ commercial - supermarkets | Hypermarkets/Superstores (over 2500m2) | Supermarket 3834 | 23 | 6353.15 | 316 | 2007.5954 | 341.8935 | 512.8402 | 2.995 | 1 | 1 | 2.995 | 2.995
Low-grade industrial/ commercial - supermarkets | Hypermarkets/Superstores (over 2500m2) | Supermarket 3835 | 23 | 6353.2 | 316 | 2007.6112 | 341.8962 | 512.8443 | 2.995 | 1 | 1 | 2.995 | 2.995
Low-grade industrial/ commercial - supermarkets | Hypermarkets/Superstores (over 2500m2) | Supermarket 3836 | 23 | 6361.1 | 316 | 2010.1076 | 342.3213 | 513.482 | 2.9987 | 1 | 1 | 2.9987 | 2.9987
Low-grade industrial/ commercial - supermarkets | Hypermarkets/Superstores (over 2500m2) | Supermarket 3837 | 23 | 6365.21 | 316 | 2011.4064 | 342.5425 | 513.8138 | 3.0007 | 1 | 1 | 3.0007 | 3.0007
Low-grade industrial/ commercial - supermarkets | Hypermarkets/Superstores (over 2500m2) | Supermarket 3838 | 23 | 6367.48 | 316 | 2012.1237 | 342.6647 | 513.997 | 3.0017 | 1 | 1 | 3.0017 | 3.0017
Low-grade industrial/ commercial - supermarkets | Hypermarkets/Superstores (over 2500m2) | Supermarket 3839 | 23 | 6368.62 | 316 | 2012.4839 | 342.726 | 514.089 | 3.0023 | 1 | 1 | 3.0023 | 3.0023
Low-grade industrial/ commercial - supermarkets | Hypermarkets/Superstores (over 2500m2) | Supermarket 3840 | 23 | 6371.52 | 316 | 2013.4003 | 342.8821 | 514.3231 | 3.0036 | 1 | 1 | 3.0036 | 3.0036
Low-grade industrial/ commercial - supermarkets | Hypermarkets/Superstores (over 2500m2) | Supermarket 3841 | 23 | 6377.88 | 316 | 2015.4101 | 343.2243 | 514.8365 | 3.0066 | 1 | 1 | 3.0066 | 3.0066
Low-grade industrial/ commercial - supermarkets | Hypermarkets/Superstores (over 2500m2) | Supermarket 3842 | 23 | 6381.35 | 316 | 2016.5066 | 343.4111 | 515.1166 | 3.0083 | 1 | 1 | 3.0083 | 3.0083
Low-grade industrial/ commercial - supermarkets | Large Shops (Over 1850m2) | Supermarket 3843 | 23 | 6382.04 | 316 | 2016.7246 | 343.4482 | 515.1723 | 3.0086 | 1 | 1 | 3.0086 | 3.0086
Low-grade industrial/ commercial - supermarkets | Hypermarkets/Superstores (over 2500m2) | Supermarket 3844 | 23 | 6387 | 316 | 2018.292 | 343.7151 | 515.5727 | 3.0109 | 1 | 1 | 3.0109 | 3.0109
Low-grade industrial/ commercial - supermarkets | Hypermarkets/Superstores (over 2500m2) | Supermarket 3845 | 23 | 6395.73 | 316 | 2021.0507 | 344.1849 | 516.2774 | 3.0151 | 1 | 1 | 3.0151 | 3.0151
Low-grade industrial/ commercial - supermarkets | Hypermarkets/Superstores (over 2500m2) | Supermarket 3846 | 23 | 6398.7 | 316 | 2021.9892 | 344.3448 | 516.5171 | 3.0165 | 1 | 1 | 3.0165 | 3.0165
Low-grade industrial/ commercial - supermarkets | Hypermarkets/Superstores (over 2500m2) | Supermarket 3847 | 23 | 6417.3 | 316 | 2027.8668 | 345.3457 | 518.0186 | 3.0252 | 1 | 1 | 3.0252 | 3.0252
Low-grade industrial/ commercial - supermarkets | Hypermarkets/Superstores (over 2500m2) | Supermarket 3848 | 23 | 6423 | 316 | 2029.668 | 345.6525 | 518.4787 | 3.0279 | 1 | 1 | 3.0279 | 3.0279
Low-grade industrial/ commercial - supermarkets | Hypermarkets/Superstores (over 2500m2) | Supermarket 3849 | 23 | 6423.77 | 316 | 2029.9113 | 345.6939 | 518.5408 | 3.0283 | 1 | 1 | 3.0283 | 3.0283
Low-grade industrial/ commercial - supermarkets | Hypermarkets/Superstores (over 2500m2) | Supermarket 3850 | 23 | 6426.1 | 316 | 2030.6476 | 345.8193 | 518.7289 | 3.0294 | 1 | 1 | 3.0294 | 3.0294
Low-grade industrial/ commercial - supermarkets | Hypermarkets/Superstores (over 2500m2) | Supermarket 3851 | 23 | 6426.1 | 316 | 2030.6476 | 345.8193 | 518.7289 | 3.0294 | 1 | 1 | 3.0294 | 3.0294
Low-grade industrial/ commercial - supermarkets | Hypermarkets/Superstores (over 2500m2) | Supermarket 3852 | 23 | 6433.7 | 316 | 2033.0492 | 346.2283 | 519.3424 | 3.033 | 1 | 1 | 3.033 | 3.033
Low-grade industrial/ commercial - supermarkets | Hypermarkets/Superstores (over 2500m2) | Supermarket 3853 | 23 | 6441.18 | 316 | 2035.4129 | 346.6308 | 519.9462 | 3.0365 | 1 | 1 | 3.0365 | 3.0365
Low-grade industrial/ commercial - supermarkets | Hypermarkets/Superstores (over 2500m2) | Supermarket 3854 | 23 | 6441.6 | 316 | 2035.5456 | 346.6534 | 519.9801 | 3.0367 | 1 | 1 | 3.0367 | 3.0367
Low-grade industrial/ commercial - supermarkets | Hypermarkets/Superstores (over 2500m2) | Supermarket 3855 | 23 | 6443.9 | 316 | 2036.2724 | 346.7772 | 520.1658 | 3.0378 | 1 | 1 | 3.0378 | 3.0378
Low-grade industrial/ commercial - supermarkets | Hypermarkets/Superstores (over 2500m2) | Supermarket 3856 | 23 | 6446.5 | 316 | 2037.094 | 346.9171 | 520.3757 | 3.039 | 1 | 1 | 3.039 | 3.039
Low-grade industrial/ commercial - supermarkets | Hypermarkets/Superstores (over 2500m2) | Supermarket 3857 | 23 | 6447.5 | 316 | 2037.41 | 346.9709 | 520.4564 | 3.0395 | 1 | 1 | 3.0395 | 3.0395
Low-grade industrial/ commercial - supermarkets | Hypermarkets/Superstores (over 2500m2) | Supermarket 3858 | 23 | 6447.5 | 316 | 2037.41 | 346.9709 | 520.4564 | 3.0395 | 1 | 1 | 3.0395 | 3.0395
Low-grade industrial/ commercial - supermarkets | Hypermarkets/Superstores (over 2500m2) | Supermarket 3859 | 23 | 6448 | 316 | 2037.568 | 346.9978 | 520.4967 | 3.0397 | 1 | 1 | 3.0397 | 3.0397
Low-grade industrial/ commercial - supermarkets | Hypermarkets/Superstores (over 2500m2) | Supermarket 3860 | 23 | 6453.46 | 316 | 2039.2934 | 347.2917 | 520.9375 | 3.0423 | 1 | 1 | 3.0423 | 3.0423
Low-grade industrial/ commercial - supermarkets | Hypermarkets/Superstores (over 2500m2) | Supermarket 3861 | 23 | 6457.5 | 316 | 2040.57 | 347.5091 | 521.2636 | 3.0442 | 1 | 1 | 3.0442 | 3.0442
Low-grade industrial/ commercial - supermarkets | Hypermarkets/Superstores (over 2500m2) | Supermarket 3862 | 23 | 6460.1 | 316 | 2041.3916 | 347.649 | 521.4735 | 3.0454 | 1 | 1 | 3.0454 | 3.0454
Low-grade industrial/ commercial - supermarkets | Hypermarkets/Superstores (over 2500m2) | Supermarket 3863 | 23 | 6460.4 | 316 | 2041.4864 | 347.6651 | 521.4977 | 3.0455 | 1 | 1 | 3.0455 | 3.0455
Low-grade industrial/ commercial - supermarkets | Hypermarkets/Superstores (over 2500m2) | Supermarket 3864 | 23 | 6466.8 | 316 | 2043.5088 | 348.0095 | 522.0143 | 3.0486 | 1 | 1 | 3.0486 | 3.0486
Low-grade industrial/ commercial - supermarkets | Hypermarkets/Superstores (over 2500m2) | Supermarket 3865 | 23 | 6467.5 | 316 | 2043.73 | 348.0472 | 522.0708 | 3.0489 | 1 | 1 | 3.0489 | 3.0489
Low-grade industrial/ commercial - supermarkets | Hypermarkets/Superstores (over 2500m2) | Supermarket 3866 | 23 | 6467.86 | 316 | 2043.8438 | 348.0666 | 522.0999 | 3.0491 | 1 | 1 | 3.0491 | 3.0491
Low-grade industrial/ commercial - supermarkets | Hypermarkets/Superstores (over 2500m2) | Supermarket 3867 | 23 | 6470.63 | 316 | 2044.7191 | 348.2157 | 522.3235 | 3.0504 | 1 | 1 | 3.0504 | 3.0504
Low-grade industrial/ commercial - supermarkets | Hypermarkets/Superstores (over 2500m2) | Supermarket 3868 | 23 | 6470.8 | 316 | 2044.7728 | 348.2248 | 522.3372 | 3.0504 | 1 | 1 | 3.0504 | 3.0504
Low-grade industrial/ commercial - supermarkets | Hypermarkets/Superstores (over 2500m2) | Supermarket 3869 | 23 | 6472.8 | 316 | 2045.4048 | 348.3324 | 522.4987 | 3.0514 | 1 | 1 | 3.0514 | 3.0514
Low-grade industrial/ commercial - supermarkets | Hypermarkets/Superstores (over 2500m2) | Supermarket 3870 | 23 | 6481 | 316 | 2047.996 | 348.7737 | 523.1606 | 3.0553 | 1 | 1 | 3.0553 | 3.0553
Low-grade industrial/ commercial - supermarkets | Hypermarkets/Superstores (over 2500m2) | Supermarket 3871 | 23 | 6484 | 316 | 2048.944 | 348.9352 | 523.4027 | 3.0567 | 1 | 1 | 3.0567 | 3.0567
Low-grade industrial/ commercial - supermarkets | Hypermarkets/Superstores (over 2500m2) | Supermarket 3872 | 23 | 6487.3 | 316 | 2049.9868 | 349.1128 | 523.6691 | 3.0582 | 1 | 1 | 3.0582 | 3.0582
Low-grade industrial/ commercial - supermarkets | Hypermarkets/Superstores (over 2500m2) | Supermarket 3873 | 23 | 6489.62 | 316 | 2050.7199 | 349.2376 | 523.8564 | 3.0593 | 1 | 1 | 3.0593 | 3.0593
Low-grade industrial/ commercial - supermarkets | Hypermarkets/Superstores (over 2500m2) | Supermarket 3874 | 23 | 6490 | 316 | 2050.84 | 349.2581 | 523.8871 | 3.0595 | 1 | 1 | 3.0595 | 3.0595
Low-grade industrial/ commercial - supermarkets | Hypermarkets/Superstores (over 2500m2) | Supermarket 3875 | 23 | 6512.8 | 316 | 2058.0448 | 350.485 | 525.7275 | 3.0702 | 1 | 1 | 3.0702 | 3.0702
Low-grade industrial/ commercial - supermarkets | Hypermarkets/Superstores (over 2500m2) | Supermarket 3876 | 23 | 6521.3 | 316 | 2060.7308 | 350.9425 | 526.4137 | 3.0743 | 1 | 1 | 3.0743 | 3.0743
Low-grade industrial/ commercial - supermarkets | Hypermarkets/Superstores (over 2500m2) | Supermarket 3877 | 23 | 6526.1 | 316 | 2062.2476 | 351.2008 | 526.8011 | 3.0765 | 1 | 1 | 3.0765 | 3.0765
Low-grade industrial/ commercial - supermarkets | Hypermarkets/Superstores (over 2500m2) | Supermarket 3878 | 23 | 6531 | 316 | 2063.796 | 351.4645 | 527.1967 | 3.0788 | 1 | 1 | 3.0788 | 3.0788
Low-grade industrial/ commercial - supermarkets | Hypermarkets/Superstores (over 2500m2) | Supermarket 3879 | 23 | 6533.76 | 316 | 2064.6682 | 351.613 | 527.4195 | 3.0801 | 1 | 1 | 3.0801 | 3.0801
Low-grade industrial/ commercial - supermarkets | Hypermarkets/Superstores (over 2500m2) | Supermarket 3880 | 23 | 6534.1 | 316 | 2064.7756 | 351.6313 | 527.4469 | 3.0803 | 1 | 1 | 3.0803 | 3.0803
Low-grade industrial/ commercial - supermarkets | Hypermarkets/Superstores (over 2500m2) | Supermarket 3881 | 23 | 6536.7 | 316 | 2065.5972 | 351.7712 | 527.6568 | 3.0815 | 1 | 1 | 3.0815 | 3.0815
Low-grade industrial/ commercial - supermarkets | Hypermarkets/Superstores (over 2500m2) | Supermarket 3882 | 23 | 6543.9 | 316 | 2067.8724 | 352.1587 | 528.238 | 3.0849 | 1 | 1 | 3.0849 | 3.0849
Low-grade industrial/ commercial - supermarkets | Hypermarkets/Superstores (over 2500m2) | Supermarket 3883 | 23 | 6549.2 | 316 | 2069.5472 | 352.4439 | 528.6658 | 3.0874 | 1 | 1 | 3.0874 | 3.0874
Low-grade industrial/ commercial - supermarkets | Hypermarkets/Superstores (over 2500m2) | Supermarket 3884 | 23 | 6550.02 | 316 | 2069.8063 | 352.488 | 528.732 | 3.0878 | 1 | 1 | 3.0878 | 3.0878
Low-grade industrial/ commercial - supermarkets | Hypermarkets/Superstores (over 2500m2) | Supermarket 3885 | 23 | 6551.89 | 316 | 2070.3972 | 352.5886 | 528.883 | 3.0887 | 1 | 1 | 3.0887 | 3.0887
Low-grade industrial/ commercial - supermarkets | Hypermarkets/Superstores (over 2500m2) | Supermarket 3886 | 23 | 6555.47 | 316 | 2071.5285 | 352.7813 | 529.172 | 3.0904 | 1 | 1 | 3.0904 | 3.0904
Low-grade industrial/ commercial - supermarkets | Hypermarkets/Superstores (over 2500m2) | Supermarket 3887 | 23 | 6555.65 | 316 | 2071.5854 | 352.791 | 529.1865 | 3.0904 | 1 | 1 | 3.0904 | 3.0904
Low-grade industrial/ commercial - supermarkets | Hypermarkets/Superstores (over 2500m2) | Supermarket 3888 | 23 | 6559 | 316 | 2072.644 | 352.9713 | 529.4569 | 3.092 | 1 | 1 | 3.092 | 3.092
Low-grade industrial/ commercial - supermarkets | Hypermarkets/Superstores (over 2500m2) | Supermarket 3889 | 23 | 6560.4 | 316 | 2073.0864 | 353.0466 | 529.5699 | 3.0927 | 1 | 1 | 3.0927 | 3.0927
Low-grade industrial/ commercial - supermarkets | Hypermarkets/Superstores (over 2500m2) | Supermarket 3890 | 23 | 6560.45 | 316 | 2073.1022 | 353.0493 | 529.574 | 3.0927 | 1 | 1 | 3.0927 | 3.0927
Low-grade industrial/ commercial - supermarkets | Hypermarkets/Superstores (over 2500m2) | Supermarket 3891 | 23 | 6561.3 | 316 | 2073.3708 | 353.095 | 529.6426 | 3.0931 | 1 | 1 | 3.0931 | 3.0931
Low-grade industrial/ commercial - supermarkets | Hypermarkets/Superstores (over 2500m2) | Supermarket 3892 | 23 | 6563.23 | 316 | 2073.9807 | 353.1989 | 529.7984 | 3.094 | 1 | 1 | 3.094 | 3.094
Low-grade industrial/ commercial - supermarkets | Hypermarkets/Superstores (over 2500m2) | Supermarket 3893 | 23 | 6564.25 | 316 | 2074.303 | 353.2538 | 529.8807 | 3.0945 | 1 | 1 | 3.0945 | 3.0945
Low-grade industrial/ commercial - supermarkets | Hypermarkets/Superstores (over 2500m2) | Supermarket 3894 | 23 | 6570.28 | 316 | 2076.2085 | 353.5783 | 530.3675 | 3.0973 | 1 | 1 | 3.0973 | 3.0973
Low-grade industrial/ commercial - supermarkets | Hypermarkets/Superstores (over 2500m2) | Supermarket 3895 | 23 | 6570.95 | 316 | 2076.4202 | 353.6144 | 530.4215 | 3.0977 | 1 | 1 | 3.0977 | 3.0977
Low-grade industrial/ commercial - supermarkets | Hypermarkets/Superstores (over 2500m2) | Supermarket 3896 | 23 | 6582.8 | 316 | 2080.1648 | 354.2521 | 531.3781 | 3.1032 | 1 | 1 | 3.1032 | 3.1032
Low-grade industrial/ commercial - supermarkets | Hypermarkets/Superstores (over 2500m2) | Supermarket 3897 | 23 | 6582.92 | 316 | 2080.2027 | 354.2585 | 531.3878 | 3.1033 | 1 | 1 | 3.1033 | 3.1033
Low-grade industrial/ commercial - supermarkets | Hypermarkets/Superstores (over 2500m2) | Supermarket 3898 | 23 | 6585 | 316 | 2080.86 | 354.3705 | 531.5557 | 3.1043 | 1 | 1 | 3.1043 | 3.1043
Low-grade industrial/ commercial - supermarkets | Hypermarkets/Superstores (over 2500m2) | Supermarket 3899 | 23 | 6585.9 | 316 | 2081.1444 | 354.4189 | 531.6283 | 3.1047 | 1 | 1 | 3.1047 | 3.1047
Low-grade industrial/ commercial - supermarkets | Hypermarkets/Superstores (over 2500m2) | Supermarket 3900 | 23 | 6586.2 | 316 | 2081.2392 | 354.435 | 531.6526 | 3.1049 | 1 | 1 | 3.1049 | 3.1049
Low-grade industrial/ commercial - supermarkets | Hypermarkets/Superstores (over 2500m2) | Supermarket 3901 | 23 | 6588.54 | 316 | 2081.9786 | 354.561 | 531.8414 | 3.106 | 1 | 1 | 3.106 | 3.106
Low-grade industrial/ commercial - supermarkets | Hypermarkets/Superstores (over 2500m2) | Supermarket 3902 | 23 | 6589 | 316 | 2082.124 | 354.5857 | 531.8786 | 3.1062 | 1 | 1 | 3.1062 | 3.1062
Low-grade industrial/ commercial - supermarkets | Hypermarkets/Superstores (over 2500m2) | Supermarket 3903 | 23 | 6589.5 | 316 | 2082.282 | 354.6126 | 531.9189 | 3.1064 | 1 | 1 | 3.1064 | 3.1064
Low-grade industrial/ commercial - supermarkets | Hypermarkets/Superstores (over 2500m2) | Supermarket 3904 | 23 | 6595.6 | 316 | 2084.2096 | 354.9409 | 532.4113 | 3.1093 | 1 | 1 | 3.1093 | 3.1093
Low-grade industrial/ commercial - supermarkets | Hypermarkets/Superstores (over 2500m2) | Supermarket 3905 | 23 | 6597.13 | 316 | 2084.6931 | 355.0232 | 532.5348 | 3.11 | 1 | 1 | 3.11 | 3.11
Low-grade industrial/ commercial - supermarkets | Hypermarkets/Superstores (over 2500m2) | Supermarket 3906 | 23 | 6597.27 | 316 | 2084.7373 | 355.0308 | 532.5461 | 3.1101 | 1 | 1 | 3.1101 | 3.1101
Low-grade industrial/ commercial - supermarkets | Hypermarkets/Superstores (over 2500m2) | Supermarket 3907 | 23 | 6603 | 316 | 2086.548 | 355.3391 | 533.0087 | 3.1128 | 1 | 1 | 3.1128 | 3.1128
Low-grade industrial/ commercial - supermarkets | Hypermarkets/Superstores (over 2500m2) | Supermarket 3908 | 23 | 6608.29 | 316 | 2088.2196 | 355.6238 | 533.4357 | 3.1153 | 1 | 1 | 3.1153 | 3.1153
Low-grade industrial/ commercial - supermarkets | Hypermarkets/Superstores (over 2500m2) | Supermarket 3909 | 23 | 6619.62 | 316 | 2091.7999 | 356.2335 | 534.3503 | 3.1206 | 1 | 1 | 3.1206 | 3.1206
Low-grade industrial/ commercial - supermarkets | Hypermarkets/Superstores (over 2500m2) | Supermarket 3910 | 23 | 6625.6 | 316 | 2093.6896 | 356.5553 | 534.833 | 3.1234 | 1 | 1 | 3.1234 | 3.1234
Low-grade industrial/ commercial - supermarkets | Hypermarkets/Superstores (over 2500m2) | Supermarket 3911 | 23 | 6638.6 | 316 | 2097.7976 | 357.2549 | 535.8824 | 3.1296 | 1 | 1 | 3.1296 | 3.1296
Low-grade industrial/ commercial - supermarkets | Hypermarkets/Superstores (over 2500m2) | Supermarket 3912 | 23 | 6640.52 | 316 | 2098.4043 | 357.3583 | 536.0374 | 3.1305 | 1 | 1 | 3.1305 | 3.1305
Low-grade industrial/ commercial - supermarkets | Hypermarkets/Superstores (over 2500m2) | Supermarket 3913 | 23 | 6648.42 | 316 | 2100.9007 | 357.7834 | 536.6751 | 3.1342 | 1 | 1 | 3.1342 | 3.1342
Low-grade industrial/ commercial - supermarkets | Hypermarkets/Superstores (over 2500m2) | Supermarket 3914 | 23 | 6654 | 316 | 2102.664 | 358.0837 | 537.1255 | 3.1368 | 1 | 1 | 3.1368 | 3.1368
Low-grade industrial/ commercial - supermarkets | Hypermarkets/Superstores (over 2500m2) | Supermarket 3915 | 23 | 6661.6 | 316 | 2105.0656 | 358.4927 | 537.739 | 3.1404 | 1 | 1 | 3.1404 | 3.1404
Low-grade industrial/ commercial - supermarkets | Hypermarkets/Superstores (over 2500m2) | Supermarket 3916 | 23 | 6668.7 | 316 | 2107.3092 | 358.8748 | 538.3121 | 3.1437 | 1 | 1 | 3.1437 | 3.1437
Low-grade industrial/ commercial - supermarkets | Hypermarkets/Superstores (over 2500m2) | Supermarket 3917 | 23 | 6675 | 316 | 2109.3 | 359.2138 | 538.8207 | 3.1467 | 1 | 1 | 3.1467 | 3.1467
Low-grade industrial/ commercial - supermarkets | Hypermarkets/Superstores (over 2500m2) | Supermarket 3918 | 23 | 6675.7 | 316 | 2109.5212 | 359.2515 | 538.8772 | 3.147 | 1 | 1 | 3.147 | 3.147
Low-grade industrial/ commercial - supermarkets | Hypermarkets/Superstores (over 2500m2) | Supermarket 3919 | 23 | 6684.36 | 316 | 2112.2578 | 359.7175 | 539.5762 | 3.1511 | 1 | 1 | 3.1511 | 3.1511
Low-grade industrial/ commercial - supermarkets | Hypermarkets/Superstores (over 2500m2) | Supermarket 3920 | 23 | 6692 | 316 | 2114.672 | 360.1286 | 540.193 | 3.1547 | 1 | 1 | 3.1547 | 3.1547
Low-grade industrial/ commercial - supermarkets | Hypermarkets/Superstores (over 2500m2) | Supermarket 3921 | 23 | 6694.54 | 316 | 2115.4746 | 360.2653 | 540.398 | 3.1559 | 1 | 1 | 3.1559 | 3.1559
Low-grade industrial/ commercial - supermarkets | Hypermarkets/Superstores (over 2500m2) | Supermarket 3922 | 23 | 6701.84 | 316 | 2117.7814 | 360.6582 | 540.9873 | 3.1594 | 1 | 1 | 3.1594 | 3.1594
Low-grade industrial/ commercial - supermarkets | Hypermarkets/Superstores (over 2500m2) | Supermarket 3923 | 23 | 6701.88 | 316 | 2117.7941 | 360.6603 | 540.9905 | 3.1594 | 1 | 1 | 3.1594 | 3.1594
Low-grade industrial/ commercial - supermarkets | Hypermarkets/Superstores (over 2500m2) | Supermarket 3924 | 23 | 6710.5 | 316 | 2120.518 | 361.1242 | 541.6863 | 3.1634 | 1 | 1 | 3.1634 | 3.1634
Low-grade industrial/ commercial - supermarkets | Hypermarkets/Superstores (over 2500m2) | Supermarket 3925 | 23 | 6710.77 | 316 | 2120.6033 | 361.1387 | 541.7081 | 3.1636 | 1 | 1 | 3.1636 | 3.1636
Low-grade industrial/ commercial - supermarkets | Hypermarkets/Superstores (over 2500m2) | Supermarket 3926 | 23 | 6714.2 | 316 | 2121.6872 | 361.3233 | 541.985 | 3.1652 | 1 | 1 | 3.1652 | 3.1652
Low-grade industrial/ commercial - supermarkets | Hypermarkets/Superstores (over 2500m2) | Supermarket 3927 | 23 | 6722.29 | 316 | 2124.2436 | 361.7587 | 542.638 | 3.169 | 1 | 1 | 3.169 | 3.169
Low-grade industrial/ commercial - supermarkets | Hypermarkets/Superstores (over 2500m2) | Supermarket 3928 | 23 | 6727.6 | 316 | 2125.9216 | 362.0444 | 543.0667 | 3.1715 | 1 | 1 | 3.1715 | 3.1715
Low-grade industrial/ commercial - supermarkets | Hypermarkets/Superstores (over 2500m2) | Supermarket 3929 | 23 | 6728.83 | 316 | 2126.3103 | 362.1106 | 543.166 | 3.1721 | 1 | 1 | 3.1721 | 3.1721
Low-grade industrial/ commercial - supermarkets | Hypermarkets/Superstores (over 2500m2) | Supermarket 3930 | 23 | 6729.2 | 316 | 2126.4272 | 362.1306 | 543.1958 | 3.1723 | 1 | 1 | 3.1723 | 3.1723
Low-grade industrial/ commercial - supermarkets | Hypermarkets/Superstores (over 2500m2) | Supermarket 3931 | 23 | 6730.86 | 316 | 2126.9518 | 362.2199 | 543.3298 | 3.173 | 1 | 1 | 3.173 | 3.173
Low-grade industrial/ commercial - supermarkets | Hypermarkets/Superstores (over 2500m2) | Supermarket 3932 | 23 | 6733.16 | 316 | 2127.6786 | 362.3437 | 543.5155 | 3.1741 | 1 | 1 | 3.1741 | 3.1741
Low-grade industrial/ commercial - supermarkets | Hypermarkets/Superstores (over 2500m2) | Supermarket 3933 | 23 | 6733.71 | 316 | 2127.8524 | 362.3733 | 543.5599 | 3.1744 | 1 | 1 | 3.1744 | 3.1744
Low-grade industrial/ commercial - supermarkets | Hypermarkets/Superstores (over 2500m2) | Supermarket 3934 | 23 | 6734 | 316 | 2127.944 | 362.3889 | 543.5833 | 3.1745 | 1 | 1 | 3.1745 | 3.1745
Low-grade industrial/ commercial - supermarkets | Hypermarkets/Superstores (over 2500m2) | Supermarket 3935 | 23 | 6734.5 | 316 | 2128.102 | 362.4158 | 543.6237 | 3.1748 | 1 | 1 | 3.1748 | 3.1748
Low-grade industrial/ commercial - supermarkets | Hypermarkets/Superstores (over 2500m2) | Supermarket 3936 | 23 | 6736.3 | 316 | 2128.6708 | 362.5126 | 543.769 | 3.1756 | 1 | 1 | 3.1756 | 3.1756
Low-grade industrial/ commercial - supermarkets | Hypermarkets/Superstores (over 2500m2) | Supermarket 3937 | 23 | 6738.6 | 316 | 2129.3976 | 362.6364 | 543.9546 | 3.1767 | 1 | 1 | 3.1767 | 3.1767
Low-grade industrial/ commercial - supermarkets | Hypermarkets/Superstores (over 2500m2) | Supermarket 3938 | 23 | 6740.37 | 316 | 2129.9569 | 362.7317 | 544.0975 | 3.1775 | 1 | 1 | 3.1775 | 3.1775
Low-grade industrial/ commercial - supermarkets | Hypermarkets/Superstores (over 2500m2) | Supermarket 3939 | 23 | 6744.97 | 316 | 2131.4105 | 362.9792 | 544.4688 | 3.1797 | 1 | 1 | 3.1797 | 3.1797
Low-grade industrial/ commercial - supermarkets | Hypermarkets/Superstores (over 2500m2) | Supermarket 3940 | 23 | 6745.48 | 316 | 2131.5717 | 363.0067 | 544.51 | 3.1799 | 1 | 1 | 3.1799 | 3.1799
Low-grade industrial/ commercial - supermarkets | Hypermarkets/Superstores (over 2500m2) | Supermarket 3941 | 23 | 6746.8 | 316 | 2131.9888 | 363.0777 | 544.6165 | 3.1806 | 1 | 1 | 3.1806 | 3.1806
Low-grade industrial/ commercial - supermarkets | Hypermarkets/Superstores (over 2500m2) | Supermarket 3942 | 23 | 6749.75 | 316 | 2132.921 | 363.2364 | 544.8547 | 3.182 | 1 | 1 | 3.182 | 3.182
Low-grade industrial/ commercial - supermarkets | Hypermarkets/Superstores (over 2500m2) | Supermarket 3943 | 23 | 6749.9 | 316 | 2132.9684 | 363.2445 | 544.8668 | 3.182 | 1 | 1 | 3.182 | 3.182
Low-grade industrial/ commercial - supermarkets | Hypermarkets/Superstores (over 2500m2) | Supermarket 3944 | 23 | 6751.21 | 316 | 2133.3824 | 363.315 | 544.9725 | 3.1826 | 1 | 1 | 3.1826 | 3.1826
Low-grade industrial/ commercial - supermarkets | Hypermarkets/Superstores (over 2500m2) | Supermarket 3945 | 23 | 6752.88 | 316 | 2133.9101 | 363.4049 | 545.1073 | 3.1834 | 1 | 1 | 3.1834 | 3.1834
Low-grade industrial/ commercial - supermarkets | Hypermarkets/Superstores (over 2500m2) | Supermarket 3946 | 23 | 6760.96 | 316 | 2136.4634 | 363.8397 | 545.7596 | 3.1872 | 1 | 1 | 3.1872 | 3.1872
Low-grade industrial/ commercial - supermarkets | Hypermarkets/Superstores (over 2500m2) | Supermarket 3947 | 23 | 6767 | 316 | 2138.372 | 364.1648 | 546.2471 | 3.1901 | 1 | 1 | 3.1901 | 3.1901
Low-grade industrial/ commercial - supermarkets | Hypermarkets/Superstores (over 2500m2) | Supermarket 3948 | 23 | 6776.1 | 316 | 2141.2476 | 364.6545 | 546.9817 | 3.1944 | 1 | 1 | 3.1944 | 3.1944
Low-grade industrial/ commercial - supermarkets | Hypermarkets/Superstores (over 2500m2) | Supermarket 3949 | 23 | 6778.53 | 316 | 2142.0155 | 364.7852 | 547.1779 | 3.1955 | 1 | 1 | 3.1955 | 3.1955
Low-grade industrial/ commercial - supermarkets | Hypermarkets/Superstores (over 2500m2) | Supermarket 3950 | 23 | 6782.77 | 316 | 2143.3553 | 365.0134 | 547.5201 | 3.1975 | 1 | 1 | 3.1975 | 3.1975
Low-grade industrial/ commercial - supermarkets | Hypermarkets/Superstores (over 2500m2) | Supermarket 3951 | 23 | 6784.55 | 316 | 2143.9178 | 365.1092 | 547.6638 | 3.1984 | 1 | 1 | 3.1984 | 3.1984
Low-grade industrial/ commercial - supermarkets | Hypermarkets/Superstores (over 2500m2) | Supermarket 3952 | 23 | 6788.7 | 316 | 2145.2292 | 365.3325 | 547.9988 | 3.2003 | 1 | 1 | 3.2003 | 3.2003
Low-grade industrial/ commercial - supermarkets | Hypermarkets/Superstores (over 2500m2) | Supermarket 3953 | 23 | 6797.1 | 316 | 2147.8836 | 365.7846 | 548.6769 | 3.2043 | 1 | 1 | 3.2043 | 3.2043
Low-grade industrial/ commercial - supermarkets | Hypermarkets/Superstores (over 2500m2) | Supermarket 3954 | 23 | 6798.49 | 316 | 2148.3228 | 365.8594 | 548.7891 | 3.2049 | 1 | 1 | 3.2049 | 3.2049
Low-grade industrial/ commercial - supermarkets | Hypermarkets/Superstores (over 2500m2) | Supermarket 3955 | 23 | 6806.38 | 316 | 2150.8161 | 366.284 | 549.426 | 3.2086 | 1 | 1 | 3.2086 | 3.2086
Low-grade industrial/ commercial - supermarkets | Large Shops (Over 1850m2) | Supermarket 3956 | 23 | 6814 | 316 | 2153.224 | 366.694 | 550.0411 | 3.2122 | 1 | 1 | 3.2122 | 3.2122
Low-grade industrial/ commercial - supermarkets | Hypermarkets/Superstores (over 2500m2) | Supermarket 3957 | 23 | 6815.07 | 316 | 2153.5621 | 366.7516 | 550.1274 | 3.2127 | 1 | 1 | 3.2127 | 3.2127
Low-grade industrial/ commercial - supermarkets | Hypermarkets/Superstores (over 2500m2) | Supermarket 3958 | 23 | 6815.87 | 316 | 2153.8149 | 366.7947 | 550.192 | 3.2131 | 1 | 1 | 3.2131 | 3.2131
Low-grade industrial/ commercial - supermarkets | Hypermarkets/Superstores (over 2500m2) | Supermarket 3959 | 23 | 6818.2 | 316 | 2154.5512 | 366.9201 | 550.3801 | 3.2142 | 1 | 1 | 3.2142 | 3.2142
Low-grade industrial/ commercial - supermarkets | Hypermarkets/Superstores (over 2500m2) | Supermarket 3960 | 23 | 6819.9 | 316 | 2155.0884 | 367.0116 | 550.5173 | 3.215 | 1 | 1 | 3.215 | 3.215
Low-grade industrial/ commercial - supermarkets | Hypermarkets/Superstores (over 2500m2) | Supermarket 3961 | 23 | 6828.4 | 316 | 2157.7744 | 367.469 | 551.2035 | 3.219 | 1 | 1 | 3.219 | 3.219
Low-grade industrial/ commercial - supermarkets | Hypermarkets/Superstores (over 2500m2) | Supermarket 3962 | 23 | 6833.7 | 316 | 2159.4492 | 367.7542 | 551.6313 | 3.2215 | 1 | 1 | 3.2215 | 3.2215
Low-grade industrial/ commercial - supermarkets | Hypermarkets/Superstores (over 2500m2) | Supermarket 3963 | 23 | 6839.35 | 316 | 2161.2346 | 368.0583 | 552.0874 | 3.2242 | 1 | 1 | 3.2242 | 3.2242
Low-grade industrial/ commercial - supermarkets | Hypermarkets/Superstores (over 2500m2) | Supermarket 3964 | 23 | 6844.1 | 316 | 2162.7356 | 368.3139 | 552.4708 | 3.2264 | 1 | 1 | 3.2264 | 3.2264
Low-grade industrial/ commercial - supermarkets | Hypermarkets/Superstores (over 2500m2) | Supermarket 3965 | 23 | 6845.5 | 316 | 2163.178 | 368.3892 | 552.5838 | 3.2271 | 1 | 1 | 3.2271 | 3.2271
Low-grade industrial/ commercial - supermarkets | Hypermarkets/Superstores (over 2500m2) | Supermarket 3966 | 23 | 6849.5 | 316 | 2164.442 | 368.6045 | 552.9067 | 3.229 | 1 | 1 | 3.229 | 3.229
Low-grade industrial/ commercial - supermarkets | Hypermarkets/Superstores (over 2500m2) | Supermarket 3967 | 23 | 6854.4 | 316 | 2165.9904 | 368.8682 | 553.3022 | 3.2313 | 1 | 1 | 3.2313 | 3.2313
Low-grade industrial/ commercial - supermarkets | Hypermarkets/Superstores (over 2500m2) | Supermarket 3968 | 23 | 6870.89 | 316 | 2171.2012 | 369.7556 | 554.6334 | 3.2391 | 1 | 1 | 3.2391 | 3.2391
Low-grade industrial/ commercial - supermarkets | Hypermarkets/Superstores (over 2500m2) | Supermarket 3969 | 23 | 6877.5 | 316 | 2173.29 | 370.1113 | 555.1669 | 3.2422 | 1 | 1 | 3.2422 | 3.2422
Low-grade industrial/ commercial - supermarkets | Hypermarkets/Superstores (over 2500m2) | Supermarket 3970 | 23 | 6881.3 | 316 | 2174.4908 | 370.3158 | 555.4737 | 3.244 | 1 | 1 | 3.244 | 3.244
Low-grade industrial/ commercial - supermarkets | Hypermarkets/Superstores (over 2500m2) | Supermarket 3971 | 23 | 6883.83 | 316 | 2175.2903 | 370.4519 | 555.6779 | 3.2452 | 1 | 1 | 3.2452 | 3.2452
Low-grade industrial/ commercial - supermarkets | Hypermarkets/Superstores (over 2500m2) | Supermarket 3972 | 23 | 6887 | 316 | 2176.292 | 370.6225 | 555.9338 | 3.2467 | 1 | 1 | 3.2467 | 3.2467
Low-grade industrial/ commercial - supermarkets | Hypermarkets/Superstores (over 2500m2) | Supermarket 3973 | 23 | 6887.9 | 316 | 2176.5764 | 370.671 | 556.0064 | 3.2471 | 1 | 1 | 3.2471 | 3.2471
Low-grade industrial/ commercial - supermarkets | Hypermarkets/Superstores (over 2500m2) | Supermarket 3974 | 23 | 6891.1 | 316 | 2177.5876 | 370.8432 | 556.2648 | 3.2486 | 1 | 1 | 3.2486 | 3.2486
Low-grade industrial/ commercial - supermarkets | Hypermarkets/Superstores (over 2500m2) | Supermarket 3975 | 23 | 6892.3 | 316 | 2177.9668 | 370.9077 | 556.3616 | 3.2492 | 1 | 1 | 3.2492 | 3.2492
Low-grade industrial/ commercial - supermarkets | Hypermarkets/Superstores (over 2500m2) | Supermarket 3976 | 23 | 6899.1 | 316 | 2180.1156 | 371.2737 | 556.9105 | 3.2524 | 1 | 1 | 3.2524 | 3.2524
Low-grade industrial/ commercial - supermarkets | Hypermarkets/Superstores (over 2500m2) | Supermarket 3977 | 23 | 6899.63 | 316 | 2180.2831 | 371.3022 | 556.9533 | 3.2526 | 1 | 1 | 3.2526 | 3.2526
Low-grade industrial/ commercial - supermarkets | Hypermarkets/Superstores (over 2500m2) | Supermarket 3978 | 23 | 6903 | 316 | 2181.348 | 371.4836 | 557.2253 | 3.2542 | 1 | 1 | 3.2542 | 3.2542
Low-grade industrial/ commercial - supermarkets | Hypermarkets/Superstores (over 2500m2) | Supermarket 3979 | 23 | 6903.76 | 316 | 2181.5882 | 371.5245 | 557.2867 | 3.2546 | 1 | 1 | 3.2546 | 3.2546
Low-grade industrial/ commercial - supermarkets | Hypermarkets/Superstores (over 2500m2) | Supermarket 3980 | 23 | 6906 | 316 | 2182.296 | 371.645 | 557.4675 | 3.2556 | 1 | 1 | 3.2556 | 3.2556
Low-grade industrial/ commercial - supermarkets | Hypermarkets/Superstores (over 2500m2) | Supermarket 3981 | 23 | 6906.3 | 316 | 2182.3908 | 371.6612 | 557.4917 | 3.2558 | 1 | 1 | 3.2558 | 3.2558
Low-grade industrial/ commercial - supermarkets | Hypermarkets/Superstores (over 2500m2) | Supermarket 3982 | 23 | 6908.9 | 316 | 2183.2124 | 371.8011 | 557.7016 | 3.257 | 1 | 1 | 3.257 | 3.257
Low-grade industrial/ commercial - supermarkets | Hypermarkets/Superstores (over 2500m2) | Supermarket 3983 | 23 | 6910.2 | 316 | 2183.6232 | 371.871 | 557.8065 | 3.2576 | 1 | 1 | 3.2576 | 3.2576
Low-grade industrial/ commercial - supermarkets | Hypermarkets/Superstores (over 2500m2) | Supermarket 3984 | 23 | 6915.75 | 316 | 2185.377 | 372.1697 | 558.2546 | 3.2602 | 1 | 1 | 3.2602 | 3.2602
Low-grade industrial/ commercial - supermarkets | Hypermarkets/Superstores (over 2500m2) | Supermarket 3985 | 23 | 6917.31 | 316 | 2185.87 | 372.2537 | 558.3805 | 3.2609 | 1 | 1 | 3.2609 | 3.2609
Low-grade industrial/ commercial - supermarkets | Hypermarkets/Superstores (over 2500m2) | Supermarket 3986 | 23 | 6918 | 316 | 2186.088 | 372.2908 | 558.4362 | 3.2613 | 1 | 1 | 3.2613 | 3.2613
Low-grade industrial/ commercial - supermarkets | Hypermarkets/Superstores (over 2500m2) | Supermarket 3987 | 23 | 6918.31 | 316 | 2186.186 | 372.3075 | 558.4612 | 3.2614 | 1 | 1 | 3.2614 | 3.2614
Low-grade industrial/ commercial - supermarkets | Hypermarkets/Superstores (over 2500m2) | Supermarket 3988 | 23 | 6918.65 | 316 | 2186.2934 | 372.3258 | 558.4886 | 3.2616 | 1 | 1 | 3.2616 | 3.2616
Low-grade industrial/ commercial - supermarkets | Hypermarkets/Superstores (over 2500m2) | Supermarket 3989 | 23 | 6925.8 | 316 | 2188.5528 | 372.7105 | 559.0658 | 3.2649 | 1 | 1 | 3.2649 | 3.2649
Low-grade industrial/ commercial - supermarkets | Hypermarkets/Superstores (over 2500m2) | Supermarket 3990 | 23 | 6926.42 | 316 | 2188.7487 | 372.7439 | 559.1159 | 3.2652 | 1 | 1 | 3.2652 | 3.2652
Low-grade industrial/ commercial - supermarkets | Hypermarkets/Superstores (over 2500m2) | Supermarket 3991 | 23 | 6929 | 316 | 2189.564 | 372.8827 | 559.3241 | 3.2665 | 1 | 1 | 3.2665 | 3.2665
Low-grade industrial/ commercial - supermarkets | Hypermarkets/Superstores (over 2500m2) | Supermarket 3992 | 23 | 6931 | 316 | 2190.196 | 372.9904 | 559.4856 | 3.2674 | 1 | 1 | 3.2674 | 3.2674
Low-grade industrial/ commercial - supermarkets | Hypermarkets/Superstores (over 2500m2) | Supermarket 3993 | 23 | 6932.1 | 316 | 2190.5436 | 373.0496 | 559.5744 | 3.2679 | 1 | 1 | 3.2679 | 3.2679
Low-grade industrial/ commercial - supermarkets | Hypermarkets/Superstores (over 2500m2) | Supermarket 3994 | 23 | 6934.35 | 316 | 2191.2546 | 373.1707 | 559.756 | 3.269 | 1 | 1 | 3.269 | 3.269
Low-grade industrial/ commercial - supermarkets | Hypermarkets/Superstores (over 2500m2) | Supermarket 3995 | 23 | 6939 | 316 | 2192.724 | 373.4209 | 560.1313 | 3.2712 | 1 | 1 | 3.2712 | 3.2712
Low-grade industrial/ commercial - supermarkets | Hypermarkets/Superstores (over 2500m2) | Supermarket 3996 | 23 | 6940.55 | 316 | 2193.2138 | 373.5043 | 560.2565 | 3.2719 | 1 | 1 | 3.2719 | 3.2719
Low-grade industrial/ commercial - supermarkets | Hypermarkets/Superstores (over 2500m2) | Supermarket 3997 | 23 | 6944.1 | 316 | 2194.3356 | 373.6954 | 560.543 | 3.2736 | 1 | 1 | 3.2736 | 3.2736
Low-grade industrial/ commercial - supermarkets | Hypermarkets/Superstores (over 2500m2) | Supermarket 3998 | 23 | 6946.3 | 316 | 2195.0308 | 373.8137 | 560.7206 | 3.2746 | 1 | 1 | 3.2746 | 3.2746
Low-grade industrial/ commercial - supermarkets | Hypermarkets/Superstores (over 2500m2) | Supermarket 3999 | 23 | 6951.3 | 316 | 2196.6108 | 374.0828 | 561.1242 | 3.277 | 1 | 1 | 3.277 | 3.277
Low-grade industrial/ commercial - supermarkets | Hypermarkets/Superstores (over 2500m2) | Supermarket 4000 | 23 | 6955.9 | 316 | 2198.0644 | 374.3304 | 561.4956 | 3.2791 | 1 | 1 | 3.2791 | 3.2791
Low-grade industrial/ commercial - supermarkets | Hypermarkets/Superstores (over 2500m2) | Supermarket 4001 | 23 | 6968.9 | 316 | 2202.1724 | 375.03 | 562.5449 | 3.2853 | 1 | 1 | 3.2853 | 3.2853
Low-grade industrial/ commercial - supermarkets | Hypermarkets/Superstores (over 2500m2) | Supermarket 4002 | 23 | 6971.2 | 316 | 2202.8992 | 375.1537 | 562.7306 | 3.2863 | 1 | 1 | 3.2863 | 3.2863
Low-grade industrial/ commercial - supermarkets | Hypermarkets/Superstores (over 2500m2) | Supermarket 4003 | 23 | 6977.5 | 316 | 2204.89 | 375.4928 | 563.2392 | 3.2893 | 1 | 1 | 3.2893 | 3.2893
Low-grade industrial/ commercial - supermarkets | Hypermarkets/Superstores (over 2500m2) | Supermarket 4004 | 23 | 6983.87 | 316 | 2206.9029 | 375.8356 | 563.7534 | 3.2923 | 1 | 1 | 3.2923 | 3.2923
Low-grade industrial/ commercial - supermarkets | Hypermarkets/Superstores (over 2500m2) | Supermarket 4005 | 23 | 6988.1 | 316 | 2208.2396 | 376.0632 | 564.0948 | 3.2943 | 1 | 1 | 3.2943 | 3.2943
Low-grade industrial/ commercial - supermarkets | Hypermarkets/Superstores (over 2500m2) | Supermarket 4006 | 23 | 6993.6 | 316 | 2209.9776 | 376.3592 | 564.5388 | 3.2969 | 1 | 1 | 3.2969 | 3.2969
Low-grade industrial/ commercial - supermarkets | Hypermarkets/Superstores (over 2500m2) | Supermarket 4007 | 23 | 6997.1 | 316 | 2211.0836 | 376.5475 | 564.8213 | 3.2986 | 1 | 1 | 3.2986 | 3.2986
Low-grade industrial/ commercial - supermarkets | Hypermarkets/Superstores (over 2500m2) | Supermarket 4008 | 23 | 7003.68 | 316 | 2213.1629 | 376.9016 | 565.3525 | 3.3017 | 1 | 1 | 3.3017 | 3.3017
Low-grade industrial/ commercial - supermarkets | Hypermarkets/Superstores (over 2500m2) | Supermarket 4009 | 23 | 7006.14 | 316 | 2213.9402 | 377.034 | 565.551 | 3.3028 | 1 | 1 | 3.3028 | 3.3028
Low-grade industrial/ commercial - supermarkets | Hypermarkets/Superstores (over 2500m2) | Supermarket 4010 | 23 | 7008 | 316 | 2214.528 | 377.1341 | 565.7012 | 3.3037 | 1 | 1 | 3.3037 | 3.3037
Low-grade industrial/ commercial - supermarkets | Hypermarkets/Superstores (over 2500m2) | Supermarket 4011 | 23 | 7009.4 | 316 | 2214.9704 | 377.2095 | 565.8142 | 3.3044 | 1 | 1 | 3.3044 | 3.3044
Low-grade industrial/ commercial - supermarkets | Hypermarkets/Superstores (over 2500m2) | Supermarket 4012 | 23 | 7014.4 | 316 | 2216.5504 | 377.4785 | 566.2178 | 3.3067 | 1 | 1 | 3.3067 | 3.3067
Low-grade industrial/ commercial - supermarkets | Hypermarkets/Superstores (over 2500m2) | Supermarket 4013 | 23 | 7026.2 | 316 | 2220.2792 | 378.1135 | 567.1703 | 3.3123 | 1 | 1 | 3.3123 | 3.3123
Low-grade industrial/ commercial - supermarkets | Hypermarkets/Superstores (over 2500m2) | Supermarket 4014 | 23 | 7026.71 | 316 | 2220.4404 | 378.141 | 567.2115 | 3.3125 | 1 | 1 | 3.3125 | 3.3125
Low-grade industrial/ commercial - supermarkets | Hypermarkets/Superstores (over 2500m2) | Supermarket 4015 | 23 | 7027.7 | 316 | 2220.7532 | 378.1943 | 567.2914 | 3.313 | 1 | 1 | 3.313 | 3.313
Low-grade industrial/ commercial - supermarkets | Hypermarkets/Superstores (over 2500m2) | Supermarket 4016 | 23 | 7033 | 316 | 2222.428 | 378.4795 | 567.7192 | 3.3155 | 1 | 1 | 3.3155 | 3.3155
Low-grade industrial/ commercial - supermarkets | Hypermarkets/Superstores (over 2500m2) | Supermarket 4017 | 23 | 7037.8 | 316 | 2223.9448 | 378.7378 | 568.1067 | 3.3177 | 1 | 1 | 3.3177 | 3.3177
Low-grade industrial/ commercial - supermarkets | Hypermarkets/Superstores (over 2500m2) | Supermarket 4018 | 23 | 7040.2 | 316 | 2224.7032 | 378.867 | 568.3004 | 3.3189 | 1 | 1 | 3.3189 | 3.3189
Low-grade industrial/ commercial - supermarkets | Hypermarkets/Superstores (over 2500m2) | Supermarket 4019 | 23 | 7043.7 | 316 | 2225.8092 | 379.0553 | 568.583 | 3.3205 | 1 | 1 | 3.3205 | 3.3205
Low-grade industrial/ commercial - supermarkets | Hypermarkets/Superstores (over 2500m2) | Supermarket 4020 | 23 | 7044.6 | 316 | 2226.0936 | 379.1037 | 568.6556 | 3.3209 | 1 | 1 | 3.3209 | 3.3209
Low-grade industrial/ commercial - supermarkets | Hypermarkets/Superstores (over 2500m2) | Supermarket 4021 | 23 | 7067 | 316 | 2233.172 | 380.3092 | 570.4638 | 3.3315 | 1 | 1 | 3.3315 | 3.3315
Low-grade industrial/ commercial - supermarkets | Hypermarkets/Superstores (over 2500m2) | Supermarket 4022 | 23 | 7069.8 | 316 | 2234.0568 | 380.4599 | 570.6898 | 3.3328 | 1 | 1 | 3.3328 | 3.3328
Low-grade industrial/ commercial - supermarkets | Hypermarkets/Superstores (over 2500m2) | Supermarket 4023 | 23 | 7071.5 | 316 | 2234.594 | 380.5514 | 570.827 | 3.3336 | 1 | 1 | 3.3336 | 3.3336
Low-grade industrial/ commercial - supermarkets | Hypermarkets/Superstores (over 2500m2) | Supermarket 4024 | 23 | 7073 | 316 | 2235.068 | 380.6321 | 570.9481 | 3.3343 | 1 | 1 | 3.3343 | 3.3343
Low-grade industrial/ commercial - supermarkets | Hypermarkets/Superstores (over 2500m2) | Supermarket 4025 | 23 | 7073 | 316 | 2235.068 | 380.6321 | 570.9481 | 3.3343 | 1 | 1 | 3.3343 | 3.3343
Low-grade industrial/ commercial - supermarkets | Hypermarkets/Superstores (over 2500m2) | Supermarket 4026 | 23 | 7079.5 | 316 | 2237.122 | 380.9819 | 571.4728 | 3.3374 | 1 | 1 | 3.3374 | 3.3374
Low-grade industrial/ commercial - supermarkets | Hypermarkets/Superstores (over 2500m2) | Supermarket 4027 | 23 | 7079.7 | 316 | 2237.1852 | 380.9926 | 571.489 | 3.3375 | 1 | 1 | 3.3375 | 3.3375
Low-grade industrial/ commercial - supermarkets | Hypermarkets/Superstores (over 2500m2) | Supermarket 4028 | 23 | 7085.37 | 316 | 2238.9769 | 381.2978 | 571.9467 | 3.3402 | 1 | 1 | 3.3402 | 3.3402
Low-grade industrial/ commercial - supermarkets | Hypermarkets/Superstores (over 2500m2) | Supermarket 4029 | 23 | 7089.05 | 316 | 2240.1398 | 381.4958 | 572.2437 | 3.3419 | 1 | 1 | 3.3419 | 3.3419
Low-grade industrial/ commercial - supermarkets | Hypermarkets/Superstores (over 2500m2) | Supermarket 4030 | 23 | 7089.7 | 316 | 2240.3452 | 381.5308 | 572.2962 | 3.3422 | 1 | 1 | 3.3422 | 3.3422
Low-grade industrial/ commercial - supermarkets | Hypermarkets/Superstores (over 2500m2) | Supermarket 4031 | 23 | 7095.02 | 316 | 2242.0263 | 381.8171 | 572.7256 | 3.3447 | 1 | 1 | 3.3447 | 3.3447
Low-grade industrial/ commercial - supermarkets | Hypermarkets/Superstores (over 2500m2) | Supermarket 4032 | 23 | 7095.32 | 316 | 2242.1211 | 381.8332 | 572.7498 | 3.3449 | 1 | 1 | 3.3449 | 3.3449
Low-grade industrial/ commercial - supermarkets | Large Shops (Over 1850m2) | Supermarket 4033 | 23 | 7097.56 | 316 | 2242.829 | 381.9538 | 572.9307 | 3.3459 | 1 | 1 | 3.3459 | 3.3459
Low-grade industrial/ commercial - supermarkets | Hypermarkets/Superstores (over 2500m2) | Supermarket 4034 | 23 | 7100.62 | 316 | 2243.7959 | 382.1184 | 573.1777 | 3.3474 | 1 | 1 | 3.3474 | 3.3474
Low-grade industrial/ commercial - supermarkets | Hypermarkets/Superstores (over 2500m2) | Supermarket 4035 | 23 | 7103.8 | 316 | 2244.8008 | 382.2896 | 573.4344 | 3.3489 | 1 | 1 | 3.3489 | 3.3489
Low-grade industrial/ commercial - supermarkets | Hypermarkets/Superstores (over 2500m2) | Supermarket 4036 | 23 | 7104.6 | 316 | 2245.0536 | 382.3326 | 573.4989 | 3.3492 | 1 | 1 | 3.3492 | 3.3492
Low-grade industrial/ commercial - supermarkets | Hypermarkets/Superstores (over 2500m2) | Supermarket 4037 | 23 | 7106.65 | 316 | 2245.7014 | 382.4429 | 573.6644 | 3.3502 | 1 | 1 | 3.3502 | 3.3502
Low-grade industrial/ commercial - supermarkets | Hypermarkets/Superstores (over 2500m2) | Supermarket 4038 | 23 | 7121.26 | 316 | 2250.3182 | 383.2292 | 574.8438 | 3.3571 | 1 | 1 | 3.3571 | 3.3571
Low-grade industrial/ commercial - supermarkets | Hypermarkets/Superstores (over 2500m2) | Supermarket 4039 | 23 | 7122.3 | 316 | 2250.6468 | 383.2852 | 574.9277 | 3.3576 | 1 | 1 | 3.3576 | 3.3576
Low-grade industrial/ commercial - supermarkets | Hypermarkets/Superstores (over 2500m2) | Supermarket 4040 | 23 | 7129.88 | 316 | 2253.0421 | 383.6931 | 575.5396 | 3.3612 | 1 | 1 | 3.3612 | 3.3612
Low-grade industrial/ commercial - supermarkets | Hypermarkets/Superstores (over 2500m2) | Supermarket 4041 | 23 | 7129.9 | 316 | 2253.0484 | 383.6941 | 575.5412 | 3.3612 | 1 | 1 | 3.3612 | 3.3612
Low-grade industrial/ commercial - supermarkets | Hypermarkets/Superstores (over 2500m2) | Supermarket 4042 | 23 | 7131.2 | 316 | 2253.4592 | 383.7641 | 575.6462 | 3.3618 | 1 | 1 | 3.3618 | 3.3618
Low-grade industrial/ commercial - supermarkets | Hypermarkets/Superstores (over 2500m2) | Supermarket 4043 | 23 | 7131.5 | 316 | 2253.554 | 383.7802 | 575.6704 | 3.3619 | 1 | 1 | 3.3619 | 3.3619
Low-grade industrial/ commercial - supermarkets | Hypermarkets/Superstores (over 2500m2) | Supermarket 4044 | 23 | 7136.1 | 316 | 2255.0076 | 384.0278 | 576.0417 | 3.3641 | 1 | 1 | 3.3641 | 3.3641
Low-grade industrial/ commercial - supermarkets | Hypermarkets/Superstores (over 2500m2) | Supermarket 4045 | 23 | 7137.71 | 316 | 2255.5164 | 384.1144 | 576.1717 | 3.3648 | 1 | 1 | 3.3648 | 3.3648
Low-grade industrial/ commercial - supermarkets | Hypermarkets/Superstores (over 2500m2) | Supermarket 4046 | 23 | 7139.25 | 316 | 2256.003 | 384.1973 | 576.296 | 3.3656 | 1 | 1 | 3.3656 | 3.3656
Low-grade industrial/ commercial - supermarkets | Hypermarkets/Superstores (over 2500m2) | Supermarket 4047 | 23 | 7140.9 | 316 | 2256.5244 | 384.2861 | 576.4292 | 3.3663 | 1 | 1 | 3.3663 | 3.3663
Low-grade industrial/ commercial - supermarkets | Hypermarkets/Superstores (over 2500m2) | Supermarket 4048 | 23 | 7143 | 316 | 2257.188 | 384.3991 | 576.5987 | 3.3673 | 1 | 1 | 3.3673 | 3.3673
Low-grade industrial/ commercial - supermarkets | Hypermarkets/Superstores (over 2500m2) | Supermarket 4049 | 23 | 7148.4 | 316 | 2258.8944 | 384.6897 | 577.0346 | 3.3699 | 1 | 1 | 3.3699 | 3.3699
Low-grade industrial/ commercial - supermarkets | Hypermarkets/Superstores (over 2500m2) | Supermarket 4050 | 23 | 7158.75 | 316 | 2262.165 | 385.2467 | 577.87 | 3.3748 | 1 | 1 | 3.3748 | 3.3748
Low-grade industrial/ commercial - supermarkets | Hypermarkets/Superstores (over 2500m2) | Supermarket 4051 | 23 | 7158.81 | 316 | 2262.184 | 385.2499 | 577.8749 | 3.3748 | 1 | 1 | 3.3748 | 3.3748
Low-grade industrial/ commercial - supermarkets | Hypermarkets/Superstores (over 2500m2) | Supermarket 4052 | 23 | 7169.75 | 316 | 2265.641 | 385.8387 | 578.758 | 3.3799 | 1 | 1 | 3.3799 | 3.3799
Low-grade industrial/ commercial - supermarkets | Hypermarkets/Superstores (over 2500m2) | Supermarket 4053 | 23 | 7170.33 | 316 | 2265.8243 | 385.8699 | 578.8048 | 3.3802 | 1 | 1 | 3.3802 | 3.3802
Low-grade industrial/ commercial - supermarkets | Hypermarkets/Superstores (over 2500m2) | Supermarket 4054 | 23 | 7173.6 | 316 | 2266.8576 | 386.0458 | 579.0688 | 3.3818 | 1 | 1 | 3.3818 | 3.3818
Low-grade industrial/ commercial - supermarkets | Hypermarkets/Superstores (over 2500m2) | Supermarket 4055 | 23 | 7176.15 | 316 | 2267.6634 | 386.1831 | 579.2746 | 3.383 | 1 | 1 | 3.383 | 3.383
Low-grade industrial/ commercial - supermarkets | Hypermarkets/Superstores (over 2500m2) | Supermarket 4056 | 23 | 7181.47 | 316 | 2269.3445 | 386.4694 | 579.7041 | 3.3855 | 1 | 1 | 3.3855 | 3.3855
Low-grade industrial/ commercial - supermarkets | Hypermarkets/Superstores (over 2500m2) | Supermarket 4057 | 23 | 7184 | 316 | 2270.144 | 386.6055 | 579.9083 | 3.3867 | 1 | 1 | 3.3867 | 3.3867
Low-grade industrial/ commercial - supermarkets | Hypermarkets/Superstores (over 2500m2) | Supermarket 4058 | 23 | 7187.15 | 316 | 2271.1394 | 386.775 | 580.1626 | 3.3881 | 1 | 1 | 3.3881 | 3.3881
Low-grade industrial/ commercial - supermarkets | Hypermarkets/Superstores (over 2500m2) | Supermarket 4059 | 23 | 7198.7 | 316 | 2274.7892 | 387.3966 | 581.0949 | 3.3936 | 1 | 1 | 3.3936 | 3.3936
Low-grade industrial/ commercial - supermarkets | Hypermarkets/Superstores (over 2500m2) | Supermarket 4060 | 23 | 7199.68 | 316 | 2275.0989 | 387.4493 | 581.174 | 3.3941 | 1 | 1 | 3.3941 | 3.3941
Low-grade industrial/ commercial - supermarkets | Hypermarkets/Superstores (over 2500m2) | Supermarket 4061 | 23 | 7200.33 | 316 | 2275.3043 | 387.4843 | 581.2265 | 3.3944 | 1 | 1 | 3.3944 | 3.3944
Low-grade industrial/ commercial - supermarkets | Hypermarkets/Superstores (over 2500m2) | Supermarket 4062 | 23 | 7204.05 | 316 | 2276.4798 | 387.6845 | 581.5268 | 3.3961 | 1 | 1 | 3.3961 | 3.3961
Low-grade industrial/ commercial - supermarkets | Hypermarkets/Superstores (over 2500m2) | Supermarket 4063 | 23 | 7205.1 | 316 | 2276.8116 | 387.741 | 581.6115 | 3.3966 | 1 | 1 | 3.3966 | 3.3966
Low-grade industrial/ commercial - supermarkets | Hypermarkets/Superstores (over 2500m2) | Supermarket 4064 | 23 | 7212.5 | 316 | 2279.15 | 388.1392 | 582.2089 | 3.4001 | 1 | 1 | 3.4001 | 3.4001
Low-grade industrial/ commercial - supermarkets | Hypermarkets/Superstores (over 2500m2) | Supermarket 4065 | 23 | 7221.3 | 316 | 2281.9308 | 388.6128 | 582.9192 | 3.4042 | 1 | 1 | 3.4042 | 3.4042
Low-grade industrial/ commercial - supermarkets | Hypermarkets/Superstores (over 2500m2) | Supermarket 4066 | 23 | 7228.3 | 316 | 2284.1428 | 388.9895 | 583.4843 | 3.4075 | 1 | 1 | 3.4075 | 3.4075
Low-grade industrial/ commercial - supermarkets | Hypermarkets/Superstores (over 2500m2) | Supermarket 4067 | 23 | 7230.8 | 316 | 2284.9328 | 389.1241 | 583.6861 | 3.4087 | 1 | 1 | 3.4087 | 3.4087
Low-grade industrial/ commercial - supermarkets | Hypermarkets/Superstores (over 2500m2) | Supermarket 4068 | 23 | 7233.49 | 316 | 2285.7828 | 389.2688 | 583.9032 | 3.41 | 1 | 1 | 3.41 | 3.41
Low-grade industrial/ commercial - supermarkets | Hypermarkets/Superstores (over 2500m2) | Supermarket 4069 | 23 | 7240.34 | 316 | 2287.9474 | 389.6374 | 584.4562 | 3.4132 | 1 | 1 | 3.4132 | 3.4132
Low-grade industrial/ commercial - supermarkets | Hypermarkets/Superstores (over 2500m2) | Supermarket 4070 | 23 | 7242.1 | 316 | 2288.5036 | 389.7322 | 584.5982 | 3.4141 | 1 | 1 | 3.4141 | 3.4141
Low-grade industrial/ commercial - supermarkets | Hypermarkets/Superstores (over 2500m2) | Supermarket 4071 | 23 | 7243.5 | 316 | 2288.946 | 389.8075 | 584.7113 | 3.4147 | 1 | 1 | 3.4147 | 3.4147
Low-grade industrial/ commercial - supermarkets | Hypermarkets/Superstores (over 2500m2) | Supermarket 4072 | 23 | 7244.24 | 316 | 2289.1798 | 389.8473 | 584.771 | 3.4151 | 1 | 1 | 3.4151 | 3.4151
Low-grade industrial/ commercial - supermarkets | Hypermarkets/Superstores (over 2500m2) | Supermarket 4073 | 23 | 7250.7 | 316 | 2291.2212 | 390.195 | 585.2925 | 3.4181 | 1 | 1 | 3.4181 | 3.4181
Low-grade industrial/ commercial - supermarkets | Hypermarkets/Superstores (over 2500m2) | Supermarket 4074 | 23 | 7253 | 316 | 2291.948 | 390.3187 | 585.4781 | 3.4192 | 1 | 1 | 3.4192 | 3.4192
Low-grade industrial/ commercial - supermarkets | Hypermarkets/Superstores (over 2500m2) | Supermarket 4075 | 23 | 7253.05 | 316 | 2291.9638 | 390.3214 | 585.4822 | 3.4192 | 1 | 1 | 3.4192 | 3.4192
Low-grade industrial/ commercial - supermarkets | Hypermarkets/Superstores (over 2500m2) | Supermarket 4076 | 23 | 7254.61 | 316 | 2292.4568 | 390.4054 | 585.6081 | 3.42 | 1 | 1 | 3.42 | 3.42
Low-grade industrial/ commercial - supermarkets | Hypermarkets/Superstores (over 2500m2) | Supermarket 4077 | 23 | 7257.4 | 316 | 2293.3384 | 390.5555 | 585.8333 | 3.4213 | 1 | 1 | 3.4213 | 3.4213
Low-grade industrial/ commercial - supermarkets | Hypermarkets/Superstores (over 2500m2) | Supermarket 4078 | 23 | 7262.75 | 316 | 2295.029 | 390.8434 | 586.2652 | 3.4238 | 1 | 1 | 3.4238 | 3.4238
Low-grade industrial/ commercial - supermarkets | Hypermarkets/Superstores (over 2500m2) | Supermarket 4079 | 23 | 7265.9 | 316 | 2296.0244 | 391.013 | 586.5194 | 3.4253 | 1 | 1 | 3.4253 | 3.4253
Low-grade industrial/ commercial - supermarkets | Hypermarkets/Superstores (over 2500m2) | Supermarket 4080 | 23 | 7268.5 | 316 | 2296.846 | 391.1529 | 586.7293 | 3.4265 | 1 | 1 | 3.4265 | 3.4265
Low-grade industrial/ commercial - supermarkets | Hypermarkets/Superstores (over 2500m2) | Supermarket 4081 | 23 | 7277.51 | 316 | 2299.6932 | 391.6377 | 587.4566 | 3.4307 | 1 | 1 | 3.4307 | 3.4307
Low-grade industrial/ commercial - supermarkets | Hypermarkets/Superstores (over 2500m2) | Supermarket 4082 | 23 | 7279.45 | 316 | 2300.3062 | 391.7421 | 587.6132 | 3.4317 | 1 | 1 | 3.4317 | 3.4317
Low-grade industrial/ commercial - supermarkets | Hypermarkets/Superstores (over 2500m2) | Supermarket 4083 | 23 | 7280.41 | 316 | 2300.6096 | 391.7938 | 587.6907 | 3.4321 | 1 | 1 | 3.4321 | 3.4321
Low-grade industrial/ commercial - supermarkets | Hypermarkets/Superstores (over 2500m2) | Supermarket 4084 | 23 | 7282.6 | 316 | 2301.3016 | 391.9117 | 587.8675 | 3.4331 | 1 | 1 | 3.4331 | 3.4331
Low-grade industrial/ commercial - supermarkets | Hypermarkets/Superstores (over 2500m2) | Supermarket 4085 | 23 | 7283.09 | 316 | 2301.4564 | 391.938 | 587.907 | 3.4334 | 1 | 1 | 3.4334 | 3.4334
Low-grade industrial/ commercial - supermarkets | Hypermarkets/Superstores (over 2500m2) | Supermarket 4086 | 23 | 7287 | 316 | 2302.692 | 392.1484 | 588.2227 | 3.4352 | 1 | 1 | 3.4352 | 3.4352
Low-grade industrial/ commercial - supermarkets | Hypermarkets/Superstores (over 2500m2) | Supermarket 4087 | 23 | 7287.86 | 316 | 2302.9638 | 392.1947 | 588.2921 | 3.4356 | 1 | 1 | 3.4356 | 3.4356
Low-grade industrial/ commercial - supermarkets | Hypermarkets/Superstores (over 2500m2) | Supermarket 4088 | 23 | 7292 | 316 | 2304.272 | 392.4175 | 588.6263 | 3.4376 | 1 | 1 | 3.4376 | 3.4376
Low-grade industrial/ commercial - supermarkets | Hypermarkets/Superstores (over 2500m2) | Supermarket 4089 | 23 | 7295.01 | 316 | 2305.2232 | 392.5795 | 588.8693 | 3.439 | 1 | 1 | 3.439 | 3.439
Low-grade industrial/ commercial - supermarkets | Hypermarkets/Superstores (over 2500m2) | Supermarket 4090 | 23 | 7300 | 316 | 2306.8 | 392.848 | 589.2721 | 3.4413 | 1 | 1 | 3.4413 | 3.4413
Low-grade industrial/ commercial - supermarkets | Hypermarkets/Superstores (over 2500m2) | Supermarket 4091 | 23 | 7303.08 | 316 | 2307.7733 | 393.0138 | 589.5207 | 3.4428 | 1 | 1 | 3.4428 | 3.4428
Low-grade industrial/ commercial - supermarkets | Large Shops (Over 1850m2) | Supermarket 4092 | 23 | 7319 | 316 | 2312.804 | 393.8705 | 590.8058 | 3.4503 | 1 | 1 | 3.4503 | 3.4503
Low-grade industrial/ commercial - supermarkets | Hypermarkets/Superstores (over 2500m2) | Supermarket 4093 | 23 | 7319.07 | 316 | 2312.8261 | 393.8743 | 590.8114 | 3.4503 | 1 | 1 | 3.4503 | 3.4503
Low-grade industrial/ commercial - supermarkets | Hypermarkets/Superstores (over 2500m2) | Supermarket 4094 | 23 | 7319.3 | 316 | 2312.8988 | 393.8867 | 590.83 | 3.4504 | 1 | 1 | 3.4504 | 3.4504
Low-grade industrial/ commercial - supermarkets | Hypermarkets/Superstores (over 2500m2) | Supermarket 4095 | 23 | 7320 | 316 | 2313.12 | 393.9243 | 590.8865 | 3.4508 | 1 | 1 | 3.4508 | 3.4508
Low-grade industrial/ commercial - supermarkets | Hypermarkets/Superstores (over 2500m2) | Supermarket 4096 | 23 | 7321.94 | 316 | 2313.733 | 394.0287 | 591.0431 | 3.4517 | 1 | 1 | 3.4517 | 3.4517
Low-grade industrial/ commercial - supermarkets | Hypermarkets/Superstores (over 2500m2) | Supermarket 4097 | 23 | 7323.7 | 316 | 2314.2892 | 394.1235 | 591.1852 | 3.4525 | 1 | 1 | 3.4525 | 3.4525
Low-grade industrial/ commercial - supermarkets | Hypermarkets/Superstores (over 2500m2) | Supermarket 4098 | 23 | 7327.9 | 316 | 2315.6164 | 394.3495 | 591.5242 | 3.4545 | 1 | 1 | 3.4545 | 3.4545
Low-grade industrial/ commercial - supermarkets | Hypermarkets/Superstores (over 2500m2) | Supermarket 4099 | 23 | 7329.2 | 316 | 2316.0272 | 394.4194 | 591.6291 | 3.4551 | 1 | 1 | 3.4551 | 3.4551
Low-grade industrial/ commercial - supermarkets | Hypermarkets/Superstores (over 2500m2) | Supermarket 4100 | 23 | 7329.5 | 316 | 2316.122 | 394.4356 | 591.6534 | 3.4553 | 1 | 1 | 3.4553 | 3.4553
Low-grade industrial/ commercial - supermarkets | Hypermarkets/Superstores (over 2500m2) | Supermarket 4101 | 23 | 7332.87 | 316 | 2317.1869 | 394.6169 | 591.9254 | 3.4568 | 1 | 1 | 3.4568 | 3.4568
Low-grade industrial/ commercial - supermarkets | Hypermarkets/Superstores (over 2500m2) | Supermarket 4102 | 23 | 7345.32 | 316 | 2321.1211 | 395.2869 | 592.9304 | 3.4627 | 1 | 1 | 3.4627 | 3.4627
Low-grade industrial/ commercial - supermarkets | Hypermarkets/Superstores (over 2500m2) | Supermarket 4103 | 23 | 7348.5 | 316 | 2322.126 | 395.4581 | 593.1871 | 3.4642 | 1 | 1 | 3.4642 | 3.4642
Low-grade industrial/ commercial - supermarkets | Hypermarkets/Superstores (over 2500m2) | Supermarket 4104 | 23 | 7355.7 | 316 | 2324.4012 | 395.8455 | 593.7683 | 3.4676 | 1 | 1 | 3.4676 | 3.4676
Low-grade industrial/ commercial - supermarkets | Hypermarkets/Superstores (over 2500m2) | Supermarket 4105 | 23 | 7359 | 316 | 2325.444 | 396.0231 | 594.0347 | 3.4692 | 1 | 1 | 3.4692 | 3.4692
Low-grade industrial/ commercial - supermarkets | Hypermarkets/Superstores (over 2500m2) | Supermarket 4106 | 23 | 7366.1 | 316 | 2327.6876 | 396.4052 | 594.6078 | 3.4725 | 1 | 1 | 3.4725 | 3.4725
Low-grade industrial/ commercial - supermarkets | Hypermarkets/Superstores (over 2500m2) | Supermarket 4107 | 23 | 7366.9 | 316 | 2327.9404 | 396.4483 | 594.6724 | 3.4729 | 1 | 1 | 3.4729 | 3.4729
Low-grade industrial/ commercial - supermarkets | Hypermarkets/Superstores (over 2500m2) | Supermarket 4108 | 23 | 7369.4 | 316 | 2328.7304 | 396.5828 | 594.8742 | 3.4741 | 1 | 1 | 3.4741 | 3.4741
Low-grade industrial/ commercial - supermarkets | Hypermarkets/Superstores (over 2500m2) | Supermarket 4109 | 23 | 7370 | 316 | 2328.92 | 396.6151 | 594.9226 | 3.4743 | 1 | 1 | 3.4743 | 3.4743
Low-grade industrial/ commercial - supermarkets | Hypermarkets/Superstores (over 2500m2) | Supermarket 4110 | 23 | 7373.79 | 316 | 2330.1176 | 396.819 | 595.2286 | 3.4761 | 1 | 1 | 3.4761 | 3.4761
Low-grade industrial/ commercial - supermarkets | Hypermarkets/Superstores (over 2500m2) | Supermarket 4111 | 23 | 7375 | 316 | 2330.5 | 396.8842 | 595.3262 | 3.4767 | 1 | 1 | 3.4767 | 3.4767
Low-grade industrial/ commercial - supermarkets | Hypermarkets/Superstores (over 2500m2) | Supermarket 4112 | 23 | 7376.24 | 316 | 2330.8918 | 396.9509 | 595.4263 | 3.4773 | 1 | 1 | 3.4773 | 3.4773
Low-grade industrial/ commercial - supermarkets | Hypermarkets/Superstores (over 2500m2) | Supermarket 4113 | 23 | 7379.3 | 316 | 2331.8588 | 397.1156 | 595.6733 | 3.4787 | 1 | 1 | 3.4787 | 3.4787
Low-grade industrial/ commercial - supermarkets | Hypermarkets/Superstores (over 2500m2) | Supermarket 4114 | 23 | 7398 | 316 | 2337.768 | 398.1219 | 597.1828 | 3.4875 | 1 | 1 | 3.4875 | 3.4875
Low-grade industrial/ commercial - supermarkets | Hypermarkets/Superstores (over 2500m2) | Supermarket 4115 | 23 | 7398.28 | 316 | 2337.8565 | 398.137 | 597.2054 | 3.4877 | 1 | 1 | 3.4877 | 3.4877
Low-grade industrial/ commercial - supermarkets | Hypermarkets/Superstores (over 2500m2) | Supermarket 4116 | 23 | 7400.29 | 316 | 2338.4916 | 398.2451 | 597.3677 | 3.4886 | 1 | 1 | 3.4886 | 3.4886
Low-grade industrial/ commercial - supermarkets | Hypermarkets/Superstores (over 2500m2) | Supermarket 4117 | 23 | 7409 | 316 | 2341.244 | 398.7139 | 598.0708 | 3.4927 | 1 | 1 | 3.4927 | 3.4927
Low-grade industrial/ commercial - supermarkets | Hypermarkets/Superstores (over 2500m2) | Supermarket 4118 | 23 | 7409.1 | 316 | 2341.2756 | 398.7192 | 598.0789 | 3.4928 | 1 | 1 | 3.4928 | 3.4928
Low-grade industrial/ commercial - supermarkets | Hypermarkets/Superstores (over 2500m2) | Supermarket 4119 | 23 | 7410.1 | 316 | 2341.5916 | 398.773 | 598.1596 | 3.4933 | 1 | 1 | 3.4933 | 3.4933
Low-grade industrial/ commercial - supermarkets | Hypermarkets/Superstores (over 2500m2) | Supermarket 4120 | 23 | 7413.6 | 316 | 2342.6976 | 398.9614 | 598.4421 | 3.4949 | 1 | 1 | 3.4949 | 3.4949
Low-grade industrial/ commercial - supermarkets | Hypermarkets/Superstores (over 2500m2) | Supermarket 4121 | 23 | 7414.8 | 316 | 2343.0768 | 399.026 | 598.539 | 3.4955 | 1 | 1 | 3.4955 | 3.4955
Low-grade industrial/ commercial - supermarkets | Hypermarkets/Superstores (over 2500m2) | Supermarket 4122 | 23 | 7415.77 | 316 | 2343.3833 | 399.0782 | 598.6173 | 3.4959 | 1 | 1 | 3.4959 | 3.4959
Low-grade industrial/ commercial - supermarkets | Hypermarkets/Superstores (over 2500m2) | Supermarket 4123 | 23 | 7418.2 | 316 | 2344.1512 | 399.2089 | 598.8134 | 3.4971 | 1 | 1 | 3.4971 | 3.4971
Low-grade industrial/ commercial - supermarkets | Hypermarkets/Superstores (over 2500m2) | Supermarket 4124 | 23 | 7436.1 | 316 | 2349.8076 | 400.1722 | 600.2584 | 3.5055 | 1 | 1 | 3.5055 | 3.5055
Low-grade industrial/ commercial - supermarkets | Hypermarkets/Superstores (over 2500m2) | Supermarket 4125 | 23 | 7438.1 | 316 | 2350.4396 | 400.2799 | 600.4198 | 3.5065 | 1 | 1 | 3.5065 | 3.5065
Low-grade industrial/ commercial - supermarkets | Hypermarkets/Superstores (over 2500m2) | Supermarket 4126 | 23 | 7438.8 | 316 | 2350.6608 | 400.3175 | 600.4763 | 3.5068 | 1 | 1 | 3.5068 | 3.5068
Low-grade industrial/ commercial - supermarkets | Hypermarkets/Superstores (over 2500m2) | Supermarket 4127 | 23 | 7440.67 | 316 | 2351.2517 | 400.4182 | 600.6273 | 3.5077 | 1 | 1 | 3.5077 | 3.5077
Low-grade industrial/ commercial - supermarkets | Hypermarkets/Superstores (over 2500m2) | Supermarket 4128 | 23 | 7447.63 | 316 | 2353.4511 | 400.7927 | 601.1891 | 3.5109 | 1 | 1 | 3.5109 | 3.5109
Low-grade industrial/ commercial - supermarkets | Hypermarkets/Superstores (over 2500m2) | Supermarket 4129 | 23 | 7451.32 | 316 | 2354.6171 | 400.9913 | 601.4869 | 3.5127 | 1 | 1 | 3.5127 | 3.5127
Low-grade industrial/ commercial - supermarkets | Hypermarkets/Superstores (over 2500m2) | Supermarket 4130 | 23 | 7457 | 316 | 2356.412 | 401.297 | 601.9454 | 3.5154 | 1 | 1 | 3.5154 | 3.5154
Low-grade industrial/ commercial - supermarkets | Hypermarkets/Superstores (over 2500m2) | Supermarket 4131 | 23 | 7457.99 | 316 | 2356.7248 | 401.3502 | 602.0254 | 3.5158 | 1 | 1 | 3.5158 | 3.5158
Low-grade industrial/ commercial - supermarkets | Hypermarkets/Superstores (over 2500m2) | Supermarket 4132 | 23 | 7470.85 | 316 | 2360.7886 | 402.0423 | 603.0634 | 3.5219 | 1 | 1 | 3.5219 | 3.5219
Low-grade industrial/ commercial - supermarkets | Hypermarkets/Superstores (over 2500m2) | Supermarket 4133 | 23 | 7473.03 | 316 | 2361.4775 | 402.1596 | 603.2394 | 3.5229 | 1 | 1 | 3.5229 | 3.5229
Low-grade industrial/ commercial - supermarkets | Large Shops (Over 1850m2) | Supermarket 4134 | 23 | 7473.66 | 316 | 2361.6766 | 402.1935 | 603.2903 | 3.5232 | 1 | 1 | 3.5232 | 3.5232
Low-grade industrial/ commercial - supermarkets | Hypermarkets/Superstores (over 2500m2) | Supermarket 4135 | 23 | 7474.5 | 316 | 2361.942 | 402.2387 | 603.3581 | 3.5236 | 1 | 1 | 3.5236 | 3.5236
Low-grade industrial/ commercial - supermarkets | Hypermarkets/Superstores (over 2500m2) | Supermarket 4136 | 23 | 7485.91 | 316 | 2365.5476 | 402.8527 | 604.2791 | 3.529 | 1 | 1 | 3.529 | 3.529
Low-grade industrial/ commercial - supermarkets | Hypermarkets/Superstores (over 2500m2) | Supermarket 4137 | 23 | 7487.75 | 316 | 2366.129 | 402.9518 | 604.4277 | 3.5299 | 1 | 1 | 3.5299 | 3.5299
Low-grade industrial/ commercial - supermarkets | Hypermarkets/Superstores (over 2500m2) | Supermarket 4138 | 23 | 7488.8 | 316 | 2366.4608 | 403.0083 | 604.5124 | 3.5304 | 1 | 1 | 3.5304 | 3.5304
Low-grade industrial/ commercial - supermarkets | Hypermarkets/Superstores (over 2500m2) | Supermarket 4139 | 23 | 7493 | 316 | 2367.788 | 403.2343 | 604.8514 | 3.5323 | 1 | 1 | 3.5323 | 3.5323
Low-grade industrial/ commercial - supermarkets | Hypermarkets/Superstores (over 2500m2) | Supermarket 4140 | 23 | 7494.16 | 316 | 2368.1546 | 403.2967 | 604.9451 | 3.5329 | 1 | 1 | 3.5329 | 3.5329
Low-grade industrial/ commercial - supermarkets | Hypermarkets/Superstores (over 2500m2) | Supermarket 4141 | 23 | 7495.98 | 316 | 2368.7297 | 403.3947 | 605.092 | 3.5337 | 1 | 1 | 3.5337 | 3.5337
Low-grade industrial/ commercial - supermarkets | Hypermarkets/Superstores (over 2500m2) | Supermarket 4142 | 23 | 7497.1 | 316 | 2369.0836 | 403.4549 | 605.1824 | 3.5343 | 1 | 1 | 3.5343 | 3.5343
Low-grade industrial/ commercial - supermarkets | Hypermarkets/Superstores (over 2500m2) | Supermarket 4143 | 23 | 7500.3 | 316 | 2370.0948 | 403.6271 | 605.4407 | 3.5358 | 1 | 1 | 3.5358 | 3.5358
Low-grade industrial/ commercial - supermarkets | Hypermarkets/Superstores (over 2500m2) | Supermarket 4144 | 23 | 7501.4 | 316 | 2370.4424 | 403.6863 | 605.5295 | 3.5363 | 1 | 1 | 3.5363 | 3.5363
Low-grade industrial/ commercial - supermarkets | Hypermarkets/Superstores (over 2500m2) | Supermarket 4145 | 23 | 7506.1 | 316 | 2371.9276 | 403.9393 | 605.9089 | 3.5385 | 1 | 1 | 3.5385 | 3.5385
Low-grade industrial/ commercial - supermarkets | Hypermarkets/Superstores (over 2500m2) | Supermarket 4146 | 23 | 7510.3 | 316 | 2373.2548 | 404.1653 | 606.2479 | 3.5405 | 1 | 1 | 3.5405 | 3.5405
Low-grade industrial/ commercial - supermarkets | Hypermarkets/Superstores (over 2500m2) | Supermarket 4147 | 23 | 7524.97 | 316 | 2377.8905 | 404.9548 | 607.4321 | 3.5474 | 1 | 1 | 3.5474 | 3.5474
Low-grade industrial/ commercial - supermarkets | Hypermarkets/Superstores (over 2500m2) | Supermarket 4148 | 23 | 7526 | 316 | 2378.216 | 405.0102 | 607.5153 | 3.5479 | 1 | 1 | 3.5479 | 3.5479
Low-grade industrial/ commercial - supermarkets | Hypermarkets/Superstores (over 2500m2) | Supermarket 4149 | 23 | 7527.41 | 316 | 2378.6616 | 405.0861 | 607.6291 | 3.5486 | 1 | 1 | 3.5486 | 3.5486
Low-grade industrial/ commercial - supermarkets | Hypermarkets/Superstores (over 2500m2) | Supermarket 4150 | 23 | 7530.8 | 316 | 2379.7328 | 405.2685 | 607.9027 | 3.5502 | 1 | 1 | 3.5502 | 3.5502
Low-grade industrial/ commercial - supermarkets | Hypermarkets/Superstores (over 2500m2) | Supermarket 4151 | 23 | 7531.7 | 316 | 2380.0172 | 405.3169 | 607.9754 | 3.5506 | 1 | 1 | 3.5506 | 3.5506
Low-grade industrial/ commercial - supermarkets | Hypermarkets/Superstores (over 2500m2) | Supermarket 4152 | 23 | 7533.7 | 316 | 2380.6492 | 405.4246 | 608.1368 | 3.5515 | 1 | 1 | 3.5515 | 3.5515
Low-grade industrial/ commercial - supermarkets | Hypermarkets/Superstores (over 2500m2) | Supermarket 4153 | 23 | 7538.68 | 316 | 2382.2229 | 405.6926 | 608.5388 | 3.5539 | 1 | 1 | 3.5539 | 3.5539
Low-grade industrial/ commercial - supermarkets | Hypermarkets/Superstores (over 2500m2) | Supermarket 4154 | 23 | 7538.8 | 316 | 2382.2608 | 405.699 | 608.5485 | 3.5539 | 1 | 1 | 3.5539 | 3.5539
Low-grade industrial/ commercial - supermarkets | Hypermarkets/Superstores (over 2500m2) | Supermarket 4155 | 23 | 7539.4 | 316 | 2382.4504 | 405.7313 | 608.597 | 3.5542 | 1 | 1 | 3.5542 | 3.5542
Low-grade industrial/ commercial - supermarkets | Hypermarkets/Superstores (over 2500m2) | Supermarket 4156 | 23 | 7539.9 | 316 | 2382.6084 | 405.7582 | 608.6373 | 3.5544 | 1 | 1 | 3.5544 | 3.5544
Low-grade industrial/ commercial - supermarkets | Hypermarkets/Superstores (over 2500m2) | Supermarket 4157 | 23 | 7544.5 | 316 | 2384.062 | 406.0058 | 609.0086 | 3.5566 | 1 | 1 | 3.5566 | 3.5566
Low-grade industrial/ commercial - supermarkets | Hypermarkets/Superstores (over 2500m2) | Supermarket 4158 | 23 | 7546.3 | 316 | 2384.6308 | 406.1026 | 609.1539 | 3.5575 | 1 | 1 | 3.5575 | 3.5575
Low-grade industrial/ commercial - supermarkets | Hypermarkets/Superstores (over 2500m2) | Supermarket 4159 | 23 | 7551.1 | 316 | 2386.1476 | 406.3609 | 609.5414 | 3.5597 | 1 | 1 | 3.5597 | 3.5597
Low-grade industrial/ commercial - supermarkets | Hypermarkets/Superstores (over 2500m2) | Supermarket 4160 | 23 | 7554 | 316 | 2387.064 | 406.517 | 609.7755 | 3.5611 | 1 | 1 | 3.5611 | 3.5611
Low-grade industrial/ commercial - supermarkets | Hypermarkets/Superstores (over 2500m2) | Supermarket 4161 | 23 | 7554 | 316 | 2387.064 | 406.517 | 609.7755 | 3.5611 | 1 | 1 | 3.5611 | 3.5611
Low-grade industrial/ commercial - supermarkets | Hypermarkets/Superstores (over 2500m2) | Supermarket 4162 | 23 | 7557 | 316 | 2388.012 | 406.6784 | 610.0177 | 3.5625 | 1 | 1 | 3.5625 | 3.5625
Low-grade industrial/ commercial - supermarkets | Hypermarkets/Superstores (over 2500m2) | Supermarket 4163 | 23 | 7562.11 | 316 | 2389.6268 | 406.9534 | 610.4302 | 3.5649 | 1 | 1 | 3.5649 | 3.5649
Low-grade industrial/ commercial - supermarkets | Hypermarkets/Superstores (over 2500m2) | Supermarket 4164 | 23 | 7566 | 316 | 2390.856 | 407.1628 | 610.7442 | 3.5667 | 1 | 1 | 3.5667 | 3.5667
Low-grade industrial/ commercial - supermarkets | Hypermarkets/Superstores (over 2500m2) | Supermarket 4165 | 23 | 7568.81 | 316 | 2391.744 | 407.314 | 610.971 | 3.5681 | 1 | 1 | 3.5681 | 3.5681
Low-grade industrial/ commercial - supermarkets | Hypermarkets/Superstores (over 2500m2) | Supermarket 4166 | 23 | 7572 | 316 | 2392.752 | 407.4857 | 611.2285 | 3.5696 | 1 | 1 | 3.5696 | 3.5696
Low-grade industrial/ commercial - supermarkets | Hypermarkets/Superstores (over 2500m2) | Supermarket 4167 | 23 | 7573.1 | 316 | 2393.0996 | 407.5449 | 611.3173 | 3.5701 | 1 | 1 | 3.5701 | 3.5701
Low-grade industrial/ commercial - supermarkets | Hypermarkets/Superstores (over 2500m2) | Supermarket 4168 | 23 | 7583.04 | 316 | 2396.2406 | 408.0798 | 612.1197 | 3.5748 | 1 | 1 | 3.5748 | 3.5748
Low-grade industrial/ commercial - supermarkets | Hypermarkets/Superstores (over 2500m2) | Supermarket 4169 | 23 | 7583.1 | 316 | 2396.2596 | 408.083 | 612.1245 | 3.5748 | 1 | 1 | 3.5748 | 3.5748
Low-grade industrial/ commercial - supermarkets | Hypermarkets/Superstores (over 2500m2) | Supermarket 4170 | 23 | 7594.32 | 316 | 2399.8051 | 408.6868 | 613.0302 | 3.5801 | 1 | 1 | 3.5801 | 3.5801
Low-grade industrial/ commercial - supermarkets | Hypermarkets/Superstores (over 2500m2) | Supermarket 4171 | 23 | 7595.1 | 316 | 2400.0516 | 408.7288 | 613.0932 | 3.5805 | 1 | 1 | 3.5805 | 3.5805
Low-grade industrial/ commercial - supermarkets | Hypermarkets/Superstores (over 2500m2) | Supermarket 4172 | 23 | 7596.35 | 316 | 2400.4466 | 408.7961 | 613.1941 | 3.5811 | 1 | 1 | 3.5811 | 3.5811
Low-grade industrial/ commercial - supermarkets | Hypermarkets/Superstores (over 2500m2) | Supermarket 4173 | 23 | 7602.25 | 316 | 2402.311 | 409.1136 | 613.6703 | 3.5838 | 1 | 1 | 3.5838 | 3.5838
Low-grade industrial/ commercial - supermarkets | Hypermarkets/Superstores (over 2500m2) | Supermarket 4174 | 23 | 7604.84 | 316 | 2403.1294 | 409.2529 | 613.8794 | 3.5851 | 1 | 1 | 3.5851 | 3.5851
Low-grade industrial/ commercial - supermarkets | Hypermarkets/Superstores (over 2500m2) | Supermarket 4175 | 23 | 7605.9 | 316 | 2403.4644 | 409.31 | 613.965 | 3.5856 | 1 | 1 | 3.5856 | 3.5856
Low-grade industrial/ commercial - supermarkets | Hypermarkets/Superstores (over 2500m2) | Supermarket 4176 | 23 | 7614 | 316 | 2406.024 | 409.7459 | 614.6188 | 3.5894 | 1 | 1 | 3.5894 | 3.5894
Low-grade industrial/ commercial - supermarkets | Hypermarkets/Superstores (over 2500m2) | Supermarket 4177 | 23 | 7619 | 316 | 2407.604 | 410.015 | 615.0224 | 3.5917 | 1 | 1 | 3.5917 | 3.5917
Low-grade industrial/ commercial - supermarkets | Hypermarkets/Superstores (over 2500m2) | Supermarket 4178 | 23 | 7619.8 | 316 | 2407.8568 | 410.058 | 615.087 | 3.5921 | 1 | 1 | 3.5921 | 3.5921
Low-grade industrial/ commercial - supermarkets | Hypermarkets/Superstores (over 2500m2) | Supermarket 4179 | 23 | 7626.99 | 316 | 2410.1288 | 410.4449 | 615.6674 | 3.5955 | 1 | 1 | 3.5955 | 3.5955
Low-grade industrial/ commercial - supermarkets | Hypermarkets/Superstores (over 2500m2) | Supermarket 4180 | 23 | 7629.04 | 316 | 2410.7766 | 410.5553 | 615.8329 | 3.5965 | 1 | 1 | 3.5965 | 3.5965
Low-grade industrial/ commercial - supermarkets | Hypermarkets/Superstores (over 2500m2) | Supermarket 4181 | 23 | 7634.6 | 316 | 2412.5336 | 410.8545 | 616.2817 | 3.5991 | 1 | 1 | 3.5991 | 3.5991
Low-grade industrial/ commercial - supermarkets | Hypermarkets/Superstores (over 2500m2) | Supermarket 4182 | 23 | 7635.5 | 316 | 2412.818 | 410.9029 | 616.3544 | 3.5995 | 1 | 1 | 3.5995 | 3.5995
Low-grade industrial/ commercial - supermarkets | Hypermarkets/Superstores (over 2500m2) | Supermarket 4183 | 23 | 7639.5 | 316 | 2414.082 | 411.1182 | 616.6772 | 3.6014 | 1 | 1 | 3.6014 | 3.6014
Low-grade industrial/ commercial - supermarkets | Large Shops (Over 1850m2) | Supermarket 4184 | 23 | 7640.8 | 316 | 2414.4928 | 411.1881 | 616.7822 | 3.602 | 1 | 1 | 3.602 | 3.602
Low-grade industrial/ commercial - supermarkets | Hypermarkets/Superstores (over 2500m2) | Supermarket 4185 | 23 | 7642.83 | 316 | 2415.1343 | 411.2974 | 616.9461 | 3.603 | 1 | 1 | 3.603 | 3.603
Low-grade industrial/ commercial - supermarkets | Hypermarkets/Superstores (over 2500m2) | Supermarket 4186 | 23 | 7645.14 | 316 | 2415.8642 | 411.4217 | 617.1325 | 3.6041 | 1 | 1 | 3.6041 | 3.6041
Low-grade industrial/ commercial - supermarkets | Hypermarkets/Superstores (over 2500m2) | Supermarket 4187 | 23 | 7648.4 | 316 | 2416.8944 | 411.5971 | 617.3957 | 3.6056 | 1 | 1 | 3.6056 | 3.6056
Low-grade industrial/ commercial - supermarkets | Hypermarkets/Superstores (over 2500m2) | Supermarket 4188 | 23 | 7649.37 | 316 | 2417.2009 | 411.6493 | 617.474 | 3.606 | 1 | 1 | 3.606 | 3.606
Low-grade industrial/ commercial - supermarkets | Hypermarkets/Superstores (over 2500m2) | Supermarket 4189 | 23 | 7651.74 | 316 | 2417.9498 | 411.7769 | 617.6653 | 3.6072 | 1 | 1 | 3.6072 | 3.6072
Low-grade industrial/ commercial - supermarkets | Hypermarkets/Superstores (over 2500m2) | Supermarket 4190 | 23 | 7655.4 | 316 | 2419.1064 | 411.9738 | 617.9607 | 3.6089 | 1 | 1 | 3.6089 | 3.6089
Low-grade industrial/ commercial - supermarkets | Hypermarkets/Superstores (over 2500m2) | Supermarket 4191 | 23 | 7656.41 | 316 | 2419.4256 | 412.0282 | 618.0423 | 3.6094 | 1 | 1 | 3.6094 | 3.6094
Low-grade industrial/ commercial - supermarkets | Hypermarkets/Superstores (over 2500m2) | Supermarket 4192 | 23 | 7660.1 | 316 | 2420.5916 | 412.2267 | 618.3401 | 3.6111 | 1 | 1 | 3.6111 | 3.6111
Low-grade industrial/ commercial - supermarkets | Hypermarkets/Superstores (over 2500m2) | Supermarket 4193 | 23 | 7666.2 | 316 | 2422.5192 | 412.555 | 618.8325 | 3.614 | 1 | 1 | 3.614 | 3.614
Low-grade industrial/ commercial - supermarkets | Hypermarkets/Superstores (over 2500m2) | Supermarket 4194 | 23 | 7667.2 | 316 | 2422.8352 | 412.6088 | 618.9133 | 3.6145 | 1 | 1 | 3.6145 | 3.6145
Low-grade industrial/ commercial - supermarkets | Hypermarkets/Superstores (over 2500m2) | Supermarket 4195 | 23 | 7667.44 | 316 | 2422.911 | 412.6218 | 618.9326 | 3.6146 | 1 | 1 | 3.6146 | 3.6146
Low-grade industrial/ commercial - supermarkets | Hypermarkets/Superstores (over 2500m2) | Supermarket 4196 | 23 | 7670.49 | 316 | 2423.8748 | 412.7859 | 619.1788 | 3.616 | 1 | 1 | 3.616 | 3.616
Low-grade industrial/ commercial - supermarkets | Hypermarkets/Superstores (over 2500m2) | Supermarket 4197 | 23 | 7672.57 | 316 | 2424.5321 | 412.8978 | 619.3467 | 3.617 | 1 | 1 | 3.617 | 3.617
Low-grade industrial/ commercial - supermarkets | Hypermarkets/Superstores (over 2500m2) | Supermarket 4198 | 23 | 7678 | 316 | 2426.248 | 413.19 | 619.7851 | 3.6195 | 1 | 1 | 3.6195 | 3.6195
Low-grade industrial/ commercial - supermarkets | Hypermarkets/Superstores (over 2500m2) | Supermarket 4199 | 23 | 7686.8 | 316 | 2429.0288 | 413.6636 | 620.4954 | 3.6237 | 1 | 1 | 3.6237 | 3.6237
Low-grade industrial/ commercial - supermarkets | Hypermarkets/Superstores (over 2500m2) | Supermarket 4200 | 23 | 7692.2 | 316 | 2430.7352 | 413.9542 | 620.9313 | 3.6262 | 1 | 1 | 3.6262 | 3.6262
Low-grade industrial/ commercial - supermarkets | Hypermarkets/Superstores (over 2500m2) | Supermarket 4201 | 23 | 7692.8 | 316 | 2430.9248 | 413.9865 | 620.9797 | 3.6265 | 1 | 1 | 3.6265 | 3.6265
Low-grade industrial/ commercial - supermarkets | Hypermarkets/Superstores (over 2500m2) | Supermarket 4202 | 23 | 7694.65 | 316 | 2431.5094 | 414.0861 | 621.1291 | 3.6274 | 1 | 1 | 3.6274 | 3.6274
Low-grade industrial/ commercial - supermarkets | Hypermarkets/Superstores (over 2500m2) | Supermarket 4203 | 23 | 7695.66 | 316 | 2431.8286 | 414.1404 | 621.2106 | 3.6279 | 1 | 1 | 3.6279 | 3.6279
Low-grade industrial/ commercial - supermarkets | Hypermarkets/Superstores (over 2500m2) | Supermarket 4204 | 23 | 7699.19 | 316 | 2432.944 | 414.3304 | 621.4956 | 3.6295 | 1 | 1 | 3.6295 | 3.6295
Low-grade industrial/ commercial - supermarkets | Hypermarkets/Superstores (over 2500m2) | Supermarket 4205 | 23 | 7704.5 | 316 | 2434.622 | 414.6161 | 621.9242 | 3.632 | 1 | 1 | 3.632 | 3.632
Low-grade industrial/ commercial - supermarkets | Hypermarkets/Superstores (over 2500m2) | Supermarket 4206 | 23 | 7707.88 | 316 | 2435.6901 | 414.798 | 622.197 | 3.6336 | 1 | 1 | 3.6336 | 3.6336
Low-grade industrial/ commercial - supermarkets | Hypermarkets/Superstores (over 2500m2) | Supermarket 4207 | 23 | 7709.4 | 316 | 2436.1704 | 414.8798 | 622.3197 | 3.6343 | 1 | 1 | 3.6343 | 3.6343
Low-grade industrial/ commercial - supermarkets | Hypermarkets/Superstores (over 2500m2) | Supermarket 4208 | 23 | 7710.78 | 316 | 2436.6065 | 414.9541 | 622.4311 | 3.635 | 1 | 1 | 3.635 | 3.635
Low-grade industrial/ commercial - supermarkets | Hypermarkets/Superstores (over 2500m2) | Supermarket 4209 | 23 | 7712.9 | 316 | 2437.2764 | 415.0682 | 622.6023 | 3.636 | 1 | 1 | 3.636 | 3.636
Low-grade industrial/ commercial - supermarkets | Hypermarkets/Superstores (over 2500m2) | Supermarket 4210 | 23 | 7719.6 | 316 | 2439.3936 | 415.4287 | 623.1431 | 3.6392 | 1 | 1 | 3.6392 | 3.6392
Low-grade industrial/ commercial - supermarkets | Hypermarkets/Superstores (over 2500m2) | Supermarket 4211 | 23 | 7723.5 | 316 | 2440.626 | 415.6386 | 623.4579 | 3.641 | 1 | 1 | 3.641 | 3.641
Low-grade industrial/ commercial - supermarkets | Hypermarkets/Superstores (over 2500m2) | Supermarket 4212 | 23 | 7738.76 | 316 | 2445.4482 | 416.4598 | 624.6897 | 3.6482 | 1 | 1 | 3.6482 | 3.6482
Low-grade industrial/ commercial - supermarkets | Hypermarkets/Superstores (over 2500m2) | Supermarket 4213 | 23 | 7744.6 | 316 | 2447.2936 | 416.7741 | 625.1612 | 3.6509 | 1 | 1 | 3.6509 | 3.6509
Low-grade industrial/ commercial - supermarkets | Hypermarkets/Superstores (over 2500m2) | Supermarket 4214 | 23 | 7749.5 | 316 | 2448.842 | 417.0378 | 625.5567 | 3.6533 | 1 | 1 | 3.6533 | 3.6533
Low-grade industrial/ commercial - supermarkets | Hypermarkets/Superstores (over 2500m2) | Supermarket 4215 | 23 | 7750.42 | 316 | 2449.1327 | 417.0873 | 625.631 | 3.6537 | 1 | 1 | 3.6537 | 3.6537
Low-grade industrial/ commercial - supermarkets | Hypermarkets/Superstores (over 2500m2) | Supermarket 4216 | 23 | 7762.2 | 316 | 2452.8552 | 417.7212 | 626.5819 | 3.6592 | 1 | 1 | 3.6592 | 3.6592
Low-grade industrial/ commercial - supermarkets | Hypermarkets/Superstores (over 2500m2) | Supermarket 4217 | 23 | 7762.4 | 316 | 2452.9184 | 417.732 | 626.598 | 3.6593 | 1 | 1 | 3.6593 | 3.6593
Low-grade industrial/ commercial - supermarkets | Hypermarkets/Superstores (over 2500m2) | Supermarket 4218 | 23 | 7769.1 | 316 | 2455.0356 | 418.0926 | 627.1388 | 3.6625 | 1 | 1 | 3.6625 | 3.6625
Low-grade industrial/ commercial - supermarkets | Hypermarkets/Superstores (over 2500m2) | Supermarket 4219 | 23 | 7771.7 | 316 | 2455.8572 | 418.2325 | 627.3487 | 3.6637 | 1 | 1 | 3.6637 | 3.6637
Low-grade industrial/ commercial - supermarkets | Hypermarkets/Superstores (over 2500m2) | Supermarket 4220 | 23 | 7772.4 | 316 | 2456.0784 | 418.2702 | 627.4052 | 3.664 | 1 | 1 | 3.664 | 3.664
Low-grade industrial/ commercial - supermarkets | Hypermarkets/Superstores (over 2500m2) | Supermarket 4221 | 23 | 7773.2 | 316 | 2456.3312 | 418.3132 | 627.4698 | 3.6644 | 1 | 1 | 3.6644 | 3.6644
Low-grade industrial/ commercial - supermarkets | Hypermarkets/Superstores (over 2500m2) | Supermarket 4222 | 23 | 7777.48 | 316 | 2457.6837 | 418.5435 | 627.8153 | 3.6664 | 1 | 1 | 3.6664 | 3.6664
Low-grade industrial/ commercial - supermarkets | Hypermarkets/Superstores (over 2500m2) | Supermarket 4223 | 23 | 7782.9 | 316 | 2459.3964 | 418.8352 | 628.2528 | 3.669 | 1 | 1 | 3.669 | 3.669
Low-grade industrial/ commercial - supermarkets | Hypermarkets/Superstores (over 2500m2) | Supermarket 4224 | 23 | 7789.9 | 316 | 2461.6084 | 419.2119 | 628.8179 | 3.6723 | 1 | 1 | 3.6723 | 3.6723
Low-grade industrial/ commercial - supermarkets | Hypermarkets/Superstores (over 2500m2) | Supermarket 4225 | 23 | 7791.5 | 316 | 2462.114 | 419.298 | 628.947 | 3.6731 | 1 | 1 | 3.6731 | 3.6731
Low-grade industrial/ commercial - supermarkets | Hypermarkets/Superstores (over 2500m2) | Supermarket 4226 | 23 | 7792.26 | 316 | 2462.3542 | 419.3389 | 629.0084 | 3.6734 | 1 | 1 | 3.6734 | 3.6734
Low-grade industrial/ commercial - supermarkets | Hypermarkets/Superstores (over 2500m2) | Supermarket 4227 | 23 | 7801 | 316 | 2465.116 | 419.8093 | 629.7139 | 3.6775 | 1 | 1 | 3.6775 | 3.6775
Low-grade industrial/ commercial - supermarkets | Large Shops (Over 1850m2) | Supermarket 4228 | 23 | 7802.96 | 316 | 2465.7354 | 419.9147 | 629.8721 | 3.6785 | 1 | 1 | 3.6785 | 3.6785
Low-grade industrial/ commercial - supermarkets | Hypermarkets/Superstores (over 2500m2) | Supermarket 4229 | 23 | 7804.03 | 316 | 2466.0735 | 419.9723 | 629.9585 | 3.679 | 1 | 1 | 3.679 | 3.679
Low-grade industrial/ commercial - supermarkets | Hypermarkets/Superstores (over 2500m2) | Supermarket 4230 | 23 | 7805.44 | 316 | 2466.519 | 420.0482 | 630.0723 | 3.6796 | 1 | 1 | 3.6796 | 3.6796
Low-grade industrial/ commercial - supermarkets | Hypermarkets/Superstores (over 2500m2) | Supermarket 4231 | 23 | 7815.34 | 316 | 2469.6474 | 420.581 | 630.8714 | 3.6843 | 1 | 1 | 3.6843 | 3.6843
Low-grade industrial/ commercial - supermarkets | Hypermarkets/Superstores (over 2500m2) | Supermarket 4232 | 23 | 7817.14 | 316 | 2470.2162 | 420.6778 | 631.0167 | 3.6851 | 1 | 1 | 3.6851 | 3.6851
Low-grade industrial/ commercial - supermarkets | Hypermarkets/Superstores (over 2500m2) | Supermarket 4233 | 23 | 7820.6 | 316 | 2471.3096 | 420.864 | 631.296 | 3.6868 | 1 | 1 | 3.6868 | 3.6868
Low-grade industrial/ commercial - supermarkets | Hypermarkets/Superstores (over 2500m2) | Supermarket 4234 | 23 | 7821.3 | 316 | 2471.5308 | 420.9017 | 631.3525 | 3.6871 | 1 | 1 | 3.6871 | 3.6871
Low-grade industrial/ commercial - supermarkets | Hypermarkets/Superstores (over 2500m2) | Supermarket 4235 | 23 | 7821.6 | 316 | 2471.6256 | 420.9178 | 631.3768 | 3.6872 | 1 | 1 | 3.6872 | 3.6872
Low-grade industrial/ commercial - supermarkets | Hypermarkets/Superstores (over 2500m2) | Supermarket 4236 | 23 | 7823.23 | 316 | 2472.1407 | 421.0056 | 631.5083 | 3.688 | 1 | 1 | 3.688 | 3.688
Low-grade industrial/ commercial - supermarkets | Hypermarkets/Superstores (over 2500m2) | Supermarket 4237 | 23 | 7825 | 316 | 2472.7 | 421.1008 | 631.6512 | 3.6888 | 1 | 1 | 3.6888 | 3.6888
Low-grade industrial/ commercial - supermarkets | Hypermarkets/Superstores (over 2500m2) | Supermarket 4238 | 23 | 7827 | 316 | 2473.332 | 421.2084 | 631.8127 | 3.6898 | 1 | 1 | 3.6898 | 3.6898
Low-grade industrial/ commercial - supermarkets | Hypermarkets/Superstores (over 2500m2) | Supermarket 4239 | 23 | 7827.5 | 316 | 2473.49 | 421.2353 | 631.853 | 3.69 | 1 | 1 | 3.69 | 3.69
Low-grade industrial/ commercial - supermarkets | Hypermarkets/Superstores (over 2500m2) | Supermarket 4240 | 23 | 7837.3 | 316 | 2476.5868 | 421.7627 | 632.6441 | 3.6946 | 1 | 1 | 3.6946 | 3.6946
Low-grade industrial/ commercial - supermarkets | Hypermarkets/Superstores (over 2500m2) | Supermarket 4241 | 23 | 7837.65 | 316 | 2476.6974 | 421.7816 | 632.6724 | 3.6948 | 1 | 1 | 3.6948 | 3.6948
Low-grade industrial/ commercial - supermarkets | Hypermarkets/Superstores (over 2500m2) | Supermarket 4242 | 23 | 7840.92 | 316 | 2477.7307 | 421.9575 | 632.9363 | 3.6963 | 1 | 1 | 3.6963 | 3.6963
Low-grade industrial/ commercial - supermarkets | Hypermarkets/Superstores (over 2500m2) | Supermarket 4243 | 23 | 7844.6 | 316 | 2478.8936 | 422.1556 | 633.2334 | 3.6981 | 1 | 1 | 3.6981 | 3.6981
Low-grade industrial/ commercial - supermarkets | Hypermarkets/Superstores (over 2500m2) | Supermarket 4244 | 23 | 7844.75 | 316 | 2478.941 | 422.1637 | 633.2455 | 3.6982 | 1 | 1 | 3.6982 | 3.6982
Low-grade industrial/ commercial - supermarkets | Hypermarkets/Superstores (over 2500m2) | Supermarket 4245 | 23 | 7850.1 | 316 | 2480.6316 | 422.4516 | 633.6773 | 3.7007 | 1 | 1 | 3.7007 | 3.7007
Low-grade industrial/ commercial - supermarkets | Hypermarkets/Superstores (over 2500m2) | Supermarket 4246 | 23 | 7857.7 | 316 | 2483.0332 | 422.8606 | 634.2908 | 3.7043 | 1 | 1 | 3.7043 | 3.7043
Low-grade industrial/ commercial - supermarkets | Hypermarkets/Superstores (over 2500m2) | Supermarket 4247 | 23 | 7860.5 | 316 | 2483.918 | 423.0112 | 634.5169 | 3.7056 | 1 | 1 | 3.7056 | 3.7056
Low-grade industrial/ commercial - supermarkets | Hypermarkets/Superstores (over 2500m2) | Supermarket 4248 | 23 | 7863.93 | 316 | 2485.0019 | 423.1958 | 634.7937 | 3.7072 | 1 | 1 | 3.7072 | 3.7072
Low-grade industrial/ commercial - supermarkets | Hypermarkets/Superstores (over 2500m2) | Supermarket 4249 | 23 | 7866.83 | 316 | 2485.9183 | 423.3519 | 635.0278 | 3.7086 | 1 | 1 | 3.7086 | 3.7086
Low-grade industrial/ commercial - supermarkets | Hypermarkets/Superstores (over 2500m2) | Supermarket 4250 | 23 | 7879.9 | 316 | 2490.0484 | 424.0552 | 636.0829 | 3.7147 | 1 | 1 | 3.7147 | 3.7147
Low-grade industrial/ commercial - supermarkets | Hypermarkets/Superstores (over 2500m2) | Supermarket 4251 | 23 | 7882.33 | 316 | 2490.8163 | 424.186 | 636.279 | 3.7159 | 1 | 1 | 3.7159 | 3.7159
Low-grade industrial/ commercial - supermarkets | Hypermarkets/Superstores (over 2500m2) | Supermarket 4252 | 23 | 7890.7 | 316 | 2493.4612 | 424.6364 | 636.9547 | 3.7198 | 1 | 1 | 3.7198 | 3.7198
Low-grade industrial/ commercial - supermarkets | Hypermarkets/Superstores (over 2500m2) | Supermarket 4253 | 23 | 7891.3 | 316 | 2493.6508 | 424.6687 | 637.0031 | 3.7201 | 1 | 1 | 3.7201 | 3.7201
Low-grade industrial/ commercial - supermarkets | Hypermarkets/Superstores (over 2500m2) | Supermarket 4254 | 23 | 7892.9 | 316 | 2494.1564 | 424.7548 | 637.1323 | 3.7209 | 1 | 1 | 3.7209 | 3.7209
Low-grade industrial/ commercial - supermarkets | Hypermarkets/Superstores (over 2500m2) | Supermarket 4255 | 23 | 7900 | 316 | 2496.4 | 425.1369 | 637.7054 | 3.7242 | 1 | 1 | 3.7242 | 3.7242
Low-grade industrial/ commercial - supermarkets | Hypermarkets/Superstores (over 2500m2) | Supermarket 4256 | 23 | 7900.9 | 316 | 2496.6844 | 425.1854 | 637.778 | 3.7246 | 1 | 1 | 3.7246 | 3.7246
Low-grade industrial/ commercial - supermarkets | Hypermarkets/Superstores (over 2500m2) | Supermarket 4257 | 23 | 7908.26 | 316 | 2499.0102 | 425.5814 | 638.3721 | 3.7281 | 1 | 1 | 3.7281 | 3.7281
Low-grade industrial/ commercial - supermarkets | Hypermarkets/Superstores (over 2500m2) | Supermarket 4258 | 23 | 7911.1 | 316 | 2499.9076 | 425.7343 | 638.6014 | 3.7294 | 1 | 1 | 3.7294 | 3.7294
Low-grade industrial/ commercial - supermarkets | Hypermarkets/Superstores (over 2500m2) | Supermarket 4259 | 23 | 7914.71 | 316 | 2501.0484 | 425.9285 | 638.8928 | 3.7311 | 1 | 1 | 3.7311 | 3.7311
Low-grade industrial/ commercial - supermarkets | Hypermarkets/Superstores (over 2500m2) | Supermarket 4260 | 23 | 7915 | 316 | 2501.14 | 425.9441 | 638.9162 | 3.7313 | 1 | 1 | 3.7313 | 3.7313
Low-grade industrial/ commercial - supermarkets | Hypermarkets/Superstores (over 2500m2) | Supermarket 4261 | 23 | 7919.4 | 316 | 2502.5304 | 426.1809 | 639.2714 | 3.7333 | 1 | 1 | 3.7333 | 3.7333
Low-grade industrial/ commercial - supermarkets | Hypermarkets/Superstores (over 2500m2) | Supermarket 4262 | 23 | 7921 | 316 | 2503.036 | 426.267 | 639.4005 | 3.7341 | 1 | 1 | 3.7341 | 3.7341
Low-grade industrial/ commercial - supermarkets | Hypermarkets/Superstores (over 2500m2) | Supermarket 4263 | 23 | 7924.88 | 316 | 2504.2621 | 426.4758 | 639.7137 | 3.7359 | 1 | 1 | 3.7359 | 3.7359
Low-grade industrial/ commercial - supermarkets | Hypermarkets/Superstores (over 2500m2) | Supermarket 4264 | 23 | 7925.02 | 316 | 2504.3063 | 426.4834 | 639.725 | 3.736 | 1 | 1 | 3.736 | 3.736
Low-grade industrial/ commercial - supermarkets | Hypermarkets/Superstores (over 2500m2) | Supermarket 4265 | 23 | 7930.13 | 316 | 2505.9211 | 426.7584 | 640.1375 | 3.7384 | 1 | 1 | 3.7384 | 3.7384
Low-grade industrial/ commercial - supermarkets | Hypermarkets/Superstores (over 2500m2) | Supermarket 4266 | 23 | 7937.45 | 316 | 2508.2342 | 427.1523 | 640.7284 | 3.7419 | 1 | 1 | 3.7419 | 3.7419
Low-grade industrial/ commercial - supermarkets | Hypermarkets/Superstores (over 2500m2) | Supermarket 4267 | 23 | 7946.4 | 316 | 2511.0624 | 427.6339 | 641.4509 | 3.7461 | 1 | 1 | 3.7461 | 3.7461
Low-grade industrial/ commercial - supermarkets | Hypermarkets/Superstores (over 2500m2) | Supermarket 4268 | 23 | 7949 | 316 | 2511.884 | 427.7738 | 641.6608 | 3.7473 | 1 | 1 | 3.7473 | 3.7473
Low-grade industrial/ commercial - supermarkets | Hypermarkets/Superstores (over 2500m2) | Supermarket 4269 | 23 | 7952.52 | 316 | 2512.9963 | 427.9633 | 641.9449 | 3.749 | 1 | 1 | 3.749 | 3.749
Low-grade industrial/ commercial - supermarkets | Hypermarkets/Superstores (over 2500m2) | Supermarket 4270 | 23 | 7960.1 | 316 | 2515.3916 | 428.3712 | 642.5568 | 3.7525 | 1 | 1 | 3.7525 | 3.7525
Low-grade industrial/ commercial - supermarkets | Hypermarkets/Superstores (over 2500m2) | Supermarket 4271 | 23 | 7970.02 | 316 | 2518.5263 | 428.905 | 643.3575 | 3.7572 | 1 | 1 | 3.7572 | 3.7572
Low-grade industrial/ commercial - supermarkets | Hypermarkets/Superstores (over 2500m2) | Supermarket 4272 | 23 | 7973.3 | 316 | 2519.5628 | 429.0815 | 643.6223 | 3.7588 | 1 | 1 | 3.7588 | 3.7588
Low-grade industrial/ commercial - supermarkets | Hypermarkets/Superstores (over 2500m2) | Supermarket 4273 | 23 | 7978.82 | 316 | 2521.3071 | 429.3786 | 644.0679 | 3.7614 | 1 | 1 | 3.7614 | 3.7614
Low-grade industrial/ commercial - supermarkets | Hypermarkets/Superstores (over 2500m2) | Supermarket 4274 | 23 | 7979.1 | 316 | 2521.3956 | 429.3937 | 644.0905 | 3.7615 | 1 | 1 | 3.7615 | 3.7615
Low-grade industrial/ commercial - supermarkets | Hypermarkets/Superstores (over 2500m2) | Supermarket 4275 | 23 | 7981.15 | 316 | 2522.0434 | 429.504 | 644.256 | 3.7625 | 1 | 1 | 3.7625 | 3.7625
Low-grade industrial/ commercial - supermarkets | Hypermarkets/Superstores (over 2500m2) | Supermarket 4276 | 23 | 7984.3 | 316 | 2523.0388 | 429.6735 | 644.5103 | 3.7639 | 1 | 1 | 3.7639 | 3.7639
Low-grade industrial/ commercial - supermarkets | Hypermarkets/Superstores (over 2500m2) | Supermarket 4277 | 23 | 7989.68 | 316 | 2524.7389 | 429.963 | 644.9445 | 3.7665 | 1 | 1 | 3.7665 | 3.7665
Low-grade industrial/ commercial - supermarkets | Hypermarkets/Superstores (over 2500m2) | Supermarket 4278 | 23 | 7992.2 | 316 | 2525.5352 | 430.0986 | 645.148 | 3.7677 | 1 | 1 | 3.7677 | 3.7677
Low-grade industrial/ commercial - supermarkets | Hypermarkets/Superstores (over 2500m2) | Supermarket 4279 | 23 | 7993.4 | 316 | 2525.9144 | 430.1632 | 645.2448 | 3.7682 | 1 | 1 | 3.7682 | 3.7682
Low-grade industrial/ commercial - supermarkets | Hypermarkets/Superstores (over 2500m2) | Supermarket 4280 | 23 | 8005.3 | 316 | 2529.6748 | 430.8036 | 646.2054 | 3.7738 | 1 | 1 | 3.7738 | 3.7738
Low-grade industrial/ commercial - supermarkets | Hypermarkets/Superstores (over 2500m2) | Supermarket 4281 | 23 | 8011 | 316 | 2531.476 | 431.1104 | 646.6655 | 3.7765 | 1 | 1 | 3.7765 | 3.7765
Low-grade industrial/ commercial - supermarkets | Hypermarkets/Superstores (over 2500m2) | Supermarket 4282 | 23 | 8014.18 | 316 | 2532.4809 | 431.2815 | 646.9222 | 3.778 | 1 | 1 | 3.778 | 3.778
Low-grade industrial/ commercial - supermarkets | Hypermarkets/Superstores (over 2500m2) | Supermarket 4283 | 23 | 8015.7 | 316 | 2532.9612 | 431.3633 | 647.0449 | 3.7787 | 1 | 1 | 3.7787 | 3.7787
Low-grade industrial/ commercial - supermarkets | Hypermarkets/Superstores (over 2500m2) | Supermarket 4284 | 23 | 8016.45 | 316 | 2533.1982 | 431.4037 | 647.1055 | 3.7791 | 1 | 1 | 3.7791 | 3.7791
Low-grade industrial/ commercial - supermarkets | Hypermarkets/Superstores (over 2500m2) | Supermarket 4285 | 23 | 8024.31 | 316 | 2535.682 | 431.8266 | 647.74 | 3.7828 | 1 | 1 | 3.7828 | 3.7828
Low-grade industrial/ commercial - supermarkets | Hypermarkets/Superstores (over 2500m2) | Supermarket 4286 | 23 | 8029.9 | 316 | 2537.4484 | 432.1275 | 648.1912 | 3.7854 | 1 | 1 | 3.7854 | 3.7854
Low-grade industrial/ commercial - supermarkets | Hypermarkets/Superstores (over 2500m2) | Supermarket 4287 | 23 | 8030.4 | 316 | 2537.6064 | 432.1544 | 648.2316 | 3.7857 | 1 | 1 | 3.7857 | 3.7857
Low-grade industrial/ commercial - supermarkets | Hypermarkets/Superstores (over 2500m2) | Supermarket 4288 | 23 | 8036.71 | 316 | 2539.6004 | 432.4939 | 648.7409 | 3.7886 | 1 | 1 | 3.7886 | 3.7886
Low-grade industrial/ commercial - supermarkets | Hypermarkets/Superstores (over 2500m2) | Supermarket 4289 | 23 | 8040.49 | 316 | 2540.7948 | 432.6974 | 649.046 | 3.7904 | 1 | 1 | 3.7904 | 3.7904
Low-grade industrial/ commercial - supermarkets | Hypermarkets/Superstores (over 2500m2) | Supermarket 4290 | 23 | 8042.57 | 316 | 2541.4521 | 432.8093 | 649.2139 | 3.7914 | 1 | 1 | 3.7914 | 3.7914
Low-grade industrial/ commercial - supermarkets | Hypermarkets/Superstores (over 2500m2) | Supermarket 4291 | 23 | 8043.73 | 316 | 2541.8187 | 432.8717 | 649.3076 | 3.792 | 1 | 1 | 3.792 | 3.792
Low-grade industrial/ commercial - supermarkets | Hypermarkets/Superstores (over 2500m2) | Supermarket 4292 | 23 | 8056.16 | 316 | 2545.7466 | 433.5406 | 650.311 | 3.7978 | 1 | 1 | 3.7978 | 3.7978
Low-grade industrial/ commercial - supermarkets | Hypermarkets/Superstores (over 2500m2) | Supermarket 4293 | 23 | 8063.3 | 316 | 2548.0028 | 433.9249 | 650.8873 | 3.8012 | 1 | 1 | 3.8012 | 3.8012
Low-grade industrial/ commercial - supermarkets | Hypermarkets/Superstores (over 2500m2) | Supermarket 4294 | 23 | 8066.73 | 316 | 2549.0867 | 434.1095 | 651.1642 | 3.8028 | 1 | 1 | 3.8028 | 3.8028
Low-grade industrial/ commercial - supermarkets | Hypermarkets/Superstores (over 2500m2) | Supermarket 4295 | 23 | 8070.3 | 316 | 2550.2148 | 434.3016 | 651.4524 | 3.8045 | 1 | 1 | 3.8045 | 3.8045
Low-grade industrial/ commercial - supermarkets | Hypermarkets/Superstores (over 2500m2) | Supermarket 4296 | 23 | 8070.38 | 316 | 2550.2401 | 434.3059 | 651.4588 | 3.8045 | 1 | 1 | 3.8045 | 3.8045
Low-grade industrial/ commercial - supermarkets | Hypermarkets/Superstores (over 2500m2) | Supermarket 4297 | 23 | 8081.5 | 316 | 2553.754 | 434.9043 | 652.3565 | 3.8098 | 1 | 1 | 3.8098 | 3.8098
Low-grade industrial/ commercial - supermarkets | Hypermarkets/Superstores (over 2500m2) | Supermarket 4298 | 23 | 8082 | 316 | 2553.912 | 434.9312 | 652.3968 | 3.81 | 1 | 1 | 3.81 | 3.81
Low-grade industrial/ commercial - supermarkets | Hypermarkets/Superstores (over 2500m2) | Supermarket 4299 | 23 | 8082.42 | 316 | 2554.0447 | 434.9538 | 652.4307 | 3.8102 | 1 | 1 | 3.8102 | 3.8102
Low-grade industrial/ commercial - supermarkets | Hypermarkets/Superstores (over 2500m2) | Supermarket 4300 | 23 | 8086.7 | 316 | 2555.3972 | 435.1841 | 652.7762 | 3.8122 | 1 | 1 | 3.8122 | 3.8122
Low-grade industrial/ commercial - supermarkets | Hypermarkets/Superstores (over 2500m2) | Supermarket 4301 | 23 | 8090.2 | 316 | 2556.5032 | 435.3725 | 653.0587 | 3.8139 | 1 | 1 | 3.8139 | 3.8139
Low-grade industrial/ commercial - supermarkets | Hypermarkets/Superstores (over 2500m2) | Supermarket 4302 | 23 | 8091.9 | 316 | 2557.0404 | 435.464 | 653.196 | 3.8147 | 1 | 1 | 3.8147 | 3.8147
Low-grade industrial/ commercial - supermarkets | Hypermarkets/Superstores (over 2500m2) | Supermarket 4303 | 23 | 8099.04 | 316 | 2559.2966 | 435.8482 | 653.7723 | 3.818 | 1 | 1 | 3.818 | 3.818
Low-grade industrial/ commercial - supermarkets | Hypermarkets/Superstores (over 2500m2) | Supermarket 4304 | 23 | 8101.43 | 316 | 2560.0519 | 435.9768 | 653.9653 | 3.8192 | 1 | 1 | 3.8192 | 3.8192
Low-grade industrial/ commercial - supermarkets | Hypermarkets/Superstores (over 2500m2) | Supermarket 4305 | 23 | 8102 | 316 | 2560.232 | 436.0075 | 654.0113 | 3.8194 | 1 | 1 | 3.8194 | 3.8194
Low-grade industrial/ commercial - supermarkets | Hypermarkets/Superstores (over 2500m2) | Supermarket 4306 | 23 | 8129.52 | 316 | 2568.9283 | 437.4885 | 656.2327 | 3.8324 | 1 | 1 | 3.8324 | 3.8324
Low-grade industrial/ commercial - supermarkets | Hypermarkets/Superstores (over 2500m2) | Supermarket 4307 | 23 | 8137.6 | 316 | 2571.4816 | 437.9233 | 656.885 | 3.8362 | 1 | 1 | 3.8362 | 3.8362
Low-grade industrial/ commercial - supermarkets | Retail Warehouses and Foodstores | Supermarket 4308 | 23 | 8138.81 | 316 | 2571.864 | 437.9884 | 656.9826 | 3.8368 | 1 | 1 | 3.8368 | 3.8368
Low-grade industrial/ commercial - supermarkets | Hypermarkets/Superstores (over 2500m2) | Supermarket 4309 | 23 | 8143.4 | 316 | 2573.3144 | 438.2354 | 657.3532 | 3.8389 | 1 | 1 | 3.8389 | 3.8389
Low-grade industrial/ commercial - supermarkets | Hypermarkets/Superstores (over 2500m2) | Supermarket 4310 | 23 | 8146.9 | 316 | 2574.4204 | 438.4238 | 657.6357 | 3.8406 | 1 | 1 | 3.8406 | 3.8406
Low-grade industrial/ commercial - supermarkets | Hypermarkets/Superstores (over 2500m2) | Supermarket 4311 | 23 | 8150.8 | 316 | 2575.6528 | 438.6337 | 657.9505 | 3.8424 | 1 | 1 | 3.8424 | 3.8424
Low-grade industrial/ commercial - supermarkets | Hypermarkets/Superstores (over 2500m2) | Supermarket 4312 | 23 | 8150.8 | 316 | 2575.6528 | 438.6337 | 657.9505 | 3.8424 | 1 | 1 | 3.8424 | 3.8424
Low-grade industrial/ commercial - supermarkets | Hypermarkets/Superstores (over 2500m2) | Supermarket 4313 | 23 | 8153.59 | 316 | 2576.5344 | 438.7838 | 658.1757 | 3.8437 | 1 | 1 | 3.8437 | 3.8437
Low-grade industrial/ commercial - supermarkets | Hypermarkets/Superstores (over 2500m2) | Supermarket 4314 | 23 | 8157.27 | 316 | 2577.6973 | 438.9819 | 658.4728 | 3.8455 | 1 | 1 | 3.8455 | 3.8455
Low-grade industrial/ commercial - supermarkets | Hypermarkets/Superstores (over 2500m2) | Supermarket 4315 | 23 | 8159.49 | 316 | 2578.3988 | 439.1013 | 658.652 | 3.8465 | 1 | 1 | 3.8465 | 3.8465
Low-grade industrial/ commercial - supermarkets | Hypermarkets/Superstores (over 2500m2) | Supermarket 4316 | 23 | 8168.3 | 316 | 2581.1828 | 439.5754 | 659.3631 | 3.8507 | 1 | 1 | 3.8507 | 3.8507
Low-grade industrial/ commercial - supermarkets | Hypermarkets/Superstores (over 2500m2) | Supermarket 4317 | 23 | 8170.1 | 316 | 2581.7516 | 439.6723 | 659.5084 | 3.8515 | 1 | 1 | 3.8515 | 3.8515
Low-grade industrial/ commercial - supermarkets | Hypermarkets/Superstores (over 2500m2) | Supermarket 4318 | 23 | 8173.6 | 316 | 2582.8576 | 439.8606 | 659.791 | 3.8532 | 1 | 1 | 3.8532 | 3.8532
Low-grade industrial/ commercial - supermarkets | Hypermarkets/Superstores (over 2500m2) | Supermarket 4319 | 23 | 8176.5 | 316 | 2583.774 | 440.0167 | 660.0251 | 3.8545 | 1 | 1 | 3.8545 | 3.8545
Low-grade industrial/ commercial - supermarkets | Hypermarkets/Superstores (over 2500m2) | Supermarket 4320 | 23 | 8184 | 316 | 2586.144 | 440.4203 | 660.6305 | 3.8581 | 1 | 1 | 3.8581 | 3.8581
Low-grade industrial/ commercial - supermarkets | Hypermarkets/Superstores (over 2500m2) | Supermarket 4321 | 23 | 8191.13 | 316 | 2588.3971 | 440.804 | 661.206 | 3.8614 | 1 | 1 | 3.8614 | 3.8614
Low-grade industrial/ commercial - supermarkets | Hypermarkets/Superstores (over 2500m2) | Supermarket 4322 | 23 | 8197.4 | 316 | 2590.3784 | 441.1414 | 661.7122 | 3.8644 | 1 | 1 | 3.8644 | 3.8644
Low-grade industrial/ commercial - supermarkets | Large Shops (Over 1850m2) | Supermarket 4323 | 23 | 8198 | 316 | 2590.568 | 441.1737 | 661.7606 | 3.8647 | 1 | 1 | 3.8647 | 3.8647
Low-grade industrial/ commercial - supermarkets | Hypermarkets/Superstores (over 2500m2) | Supermarket 4324 | 23 | 8199 | 316 | 2590.884 | 441.2275 | 661.8413 | 3.8652 | 1 | 1 | 3.8652 | 3.8652
Low-grade industrial/ commercial - supermarkets | Hypermarkets/Superstores (over 2500m2) | Supermarket 4325 | 23 | 8199.5 | 316 | 2591.042 | 441.2545 | 661.8817 | 3.8654 | 1 | 1 | 3.8654 | 3.8654
Low-grade industrial/ commercial - supermarkets | Hypermarkets/Superstores (over 2500m2) | Supermarket 4326 | 23 | 8200.01 | 316 | 2591.2032 | 441.2819 | 661.9228 | 3.8656 | 1 | 1 | 3.8656 | 3.8656
Low-grade industrial/ commercial - supermarkets | Hypermarkets/Superstores (over 2500m2) | Supermarket 4327 | 23 | 8215.4 | 316 | 2596.0664 | 442.1101 | 663.1652 | 3.8729 | 1 | 1 | 3.8729 | 3.8729
Low-grade industrial/ commercial - supermarkets | Hypermarkets/Superstores (over 2500m2) | Supermarket 4328 | 23 | 8217.8 | 316 | 2596.8248 | 442.2393 | 663.3589 | 3.874 | 1 | 1 | 3.874 | 3.874
Low-grade industrial/ commercial - supermarkets | Hypermarkets/Superstores (over 2500m2) | Supermarket 4329 | 23 | 8218 | 316 | 2596.888 | 442.25 | 663.375 | 3.8741 | 1 | 1 | 3.8741 | 3.8741
Low-grade industrial/ commercial - supermarkets | Hypermarkets/Superstores (over 2500m2) | Supermarket 4330 | 23 | 8219.2 | 316 | 2597.2672 | 442.3146 | 663.4719 | 3.8747 | 1 | 1 | 3.8747 | 3.8747
Low-grade industrial/ commercial - supermarkets | Hypermarkets/Superstores (over 2500m2) | Supermarket 4331 | 23 | 8237.36 | 316 | 2603.0058 | 443.2919 | 664.9378 | 3.8832 | 1 | 1 | 3.8832 | 3.8832
Low-grade industrial/ commercial - supermarkets | Hypermarkets/Superstores (over 2500m2) | Supermarket 4332 | 23 | 8239.28 | 316 | 2603.6125 | 443.3952 | 665.0928 | 3.8841 | 1 | 1 | 3.8841 | 3.8841
Low-grade industrial/ commercial - supermarkets | Hypermarkets/Superstores (over 2500m2) | Supermarket 4333 | 23 | 8241.24 | 316 | 2604.2318 | 443.5007 | 665.251 | 3.8851 | 1 | 1 | 3.8851 | 3.8851
Low-grade industrial/ commercial - supermarkets | Hypermarkets/Superstores (over 2500m2) | Supermarket 4334 | 23 | 8244.45 | 316 | 2605.2462 | 443.6734 | 665.5101 | 3.8866 | 1 | 1 | 3.8866 | 3.8866
Low-grade industrial/ commercial - supermarkets | Hypermarkets/Superstores (over 2500m2) | Supermarket 4335 | 23 | 8244.47 | 316 | 2605.2525 | 443.6745 | 665.5118 | 3.8866 | 1 | 1 | 3.8866 | 3.8866
Low-grade industrial/ commercial - supermarkets | Hypermarkets/Superstores (over 2500m2) | Supermarket 4336 | 23 | 8246.83 | 316 | 2605.9983 | 443.8015 | 665.7023 | 3.8877 | 1 | 1 | 3.8877 | 3.8877
Low-grade industrial/ commercial - supermarkets | Hypermarkets/Superstores (over 2500m2) | Supermarket 4337 | 23 | 8251.2 | 316 | 2607.3792 | 444.0367 | 666.055 | 3.8898 | 1 | 1 | 3.8898 | 3.8898
Low-grade industrial/ commercial - supermarkets | Hypermarkets/Superstores (over 2500m2) | Supermarket 4338 | 23 | 8259.09 | 316 | 2609.8724 | 444.4613 | 666.6919 | 3.8935 | 1 | 1 | 3.8935 | 3.8935
Low-grade industrial/ commercial - supermarkets | Hypermarkets/Superstores (over 2500m2) | Supermarket 4339 | 23 | 8262.03 | 316 | 2610.8015 | 444.6195 | 666.9292 | 3.8949 | 1 | 1 | 3.8949 | 3.8949
Low-grade industrial/ commercial - supermarkets | Hypermarkets/Superstores (over 2500m2) | Supermarket 4340 | 23 | 8266.66 | 316 | 2612.2646 | 444.8687 | 667.303 | 3.897 | 1 | 1 | 3.897 | 3.897
Low-grade industrial/ commercial - supermarkets | Hypermarkets/Superstores (over 2500m2) | Supermarket 4341 | 23 | 8270.82 | 316 | 2613.5791 | 445.0925 | 667.6388 | 3.899 | 1 | 1 | 3.899 | 3.899
Low-grade industrial/ commercial - supermarkets | Hypermarkets/Superstores (over 2500m2) | Supermarket 4342 | 23 | 8282 | 316 | 2617.112 | 445.6942 | 668.5413 | 3.9043 | 1 | 1 | 3.9043 | 3.9043
Low-grade industrial/ commercial - supermarkets | Hypermarkets/Superstores (over 2500m2) | Supermarket 4343 | 23 | 8297.15 | 316 | 2621.8994 | 446.5095 | 669.7642 | 3.9114 | 1 | 1 | 3.9114 | 3.9114
Low-grade industrial/ commercial - supermarkets | Hypermarkets/Superstores (over 2500m2) | Supermarket 4344 | 23 | 8300.5 | 316 | 2622.958 | 446.6897 | 670.0346 | 3.913 | 1 | 1 | 3.913 | 3.913
Low-grade industrial/ commercial - supermarkets | Large Shops (Over 1850m2) | Supermarket 4345 | 23 | 8311.08 | 316 | 2626.3013 | 447.2591 | 670.8887 | 3.918 | 1 | 1 | 3.918 | 3.918
Low-grade industrial/ commercial - supermarkets | Hypermarkets/Superstores (over 2500m2) | Supermarket 4346 | 23 | 8317.21 | 316 | 2628.2384 | 447.589 | 671.3835 | 3.9209 | 1 | 1 | 3.9209 | 3.9209
Low-grade industrial/ commercial - supermarkets | Hypermarkets/Superstores (over 2500m2) | Supermarket 4347 | 23 | 8322.6 | 316 | 2629.9416 | 447.8791 | 671.8186 | 3.9234 | 1 | 1 | 3.9234 | 3.9234
Low-grade industrial/ commercial - supermarkets | Hypermarkets/Superstores (over 2500m2) | Supermarket 4348 | 23 | 8324.09 | 316 | 2630.4124 | 447.9592 | 671.9389 | 3.9241 | 1 | 1 | 3.9241 | 3.9241
Low-grade industrial/ commercial - supermarkets | Hypermarkets/Superstores (over 2500m2) | Supermarket 4349 | 23 | 8336.42 | 316 | 2634.3087 | 448.6228 | 672.9342 | 3.9299 | 1 | 1 | 3.9299 | 3.9299
Low-grade industrial/ commercial - supermarkets | Hypermarkets/Superstores (over 2500m2) | Supermarket 4350 | 23 | 8337.3 | 316 | 2634.5868 | 448.6701 | 673.0052 | 3.9304 | 1 | 1 | 3.9304 | 3.9304
Low-grade industrial/ commercial - supermarkets | Hypermarkets/Superstores (over 2500m2) | Supermarket 4351 | 23 | 8339.1 | 316 | 2635.1556 | 448.767 | 673.1505 | 3.9312 | 1 | 1 | 3.9312 | 3.9312
Low-grade industrial/ commercial - supermarkets | Hypermarkets/Superstores (over 2500m2) | Supermarket 4352 | 23 | 8345.06 | 316 | 2637.039 | 449.0877 | 673.6316 | 3.934 | 1 | 1 | 3.934 | 3.934
Low-grade industrial/ commercial - supermarkets | Hypermarkets/Superstores (over 2500m2) | Supermarket 4353 | 23 | 8351.6 | 316 | 2639.1056 | 449.4397 | 674.1595 | 3.9371 | 1 | 1 | 3.9371 | 3.9371
Low-grade industrial/ commercial - supermarkets | Hypermarkets/Superstores (over 2500m2) | Supermarket 4354 | 23 | 8356.26 | 316 | 2640.5782 | 449.6905 | 674.5357 | 3.9393 | 1 | 1 | 3.9393 | 3.9393
Low-grade industrial/ commercial - supermarkets | Hypermarkets/Superstores (over 2500m2) | Supermarket 4355 | 23 | 8358.2 | 316 | 2641.1912 | 449.7949 | 674.6923 | 3.9402 | 1 | 1 | 3.9402 | 3.9402
Low-grade industrial/ commercial - supermarkets | Hypermarkets/Superstores (over 2500m2) | Supermarket 4356 | 23 | 8359.5 | 316 | 2641.602 | 449.8648 | 674.7972 | 3.9408 | 1 | 1 | 3.9408 | 3.9408
Low-grade industrial/ commercial - supermarkets | Hypermarkets/Superstores (over 2500m2) | Supermarket 4357 | 23 | 8367 | 316 | 2643.972 | 450.2684 | 675.4026 | 3.9444 | 1 | 1 | 3.9444 | 3.9444
Low-grade industrial/ commercial - supermarkets | Hypermarkets/Superstores (over 2500m2) | Supermarket 4358 | 23 | 8376.16 | 316 | 2646.8666 | 450.7614 | 676.1421 | 3.9487 | 1 | 1 | 3.9487 | 3.9487
Low-grade industrial/ commercial - supermarkets | Hypermarkets/Superstores (over 2500m2) | Supermarket 4359 | 23 | 8376.5 | 316 | 2646.974 | 450.7797 | 676.1695 | 3.9488 | 1 | 1 | 3.9488 | 3.9488
Low-grade industrial/ commercial - supermarkets | Hypermarkets/Superstores (over 2500m2) | Supermarket 4360 | 23 | 8379.53 | 316 | 2647.9315 | 450.9427 | 676.4141 | 3.9503 | 1 | 1 | 3.9503 | 3.9503
Low-grade industrial/ commercial - supermarkets | Hypermarkets/Superstores (over 2500m2) | Supermarket 4361 | 23 | 8384.86 | 316 | 2649.6158 | 451.2296 | 676.8443 | 3.9528 | 1 | 1 | 3.9528 | 3.9528
Low-grade industrial/ commercial - supermarkets | Hypermarkets/Superstores (over 2500m2) | Supermarket 4362 | 23 | 8385.31 | 316 | 2649.758 | 451.2538 | 676.8807 | 3.953 | 1 | 1 | 3.953 | 3.953
Low-grade industrial/ commercial - supermarkets | Hypermarkets/Superstores (over 2500m2) | Supermarket 4363 | 23 | 8385.43 | 316 | 2649.7959 | 451.2602 | 676.8904 | 3.953 | 1 | 1 | 3.953 | 3.953
Low-grade industrial/ commercial - supermarkets | Hypermarkets/Superstores (over 2500m2) | Supermarket 4364 | 23 | 8385.79 | 316 | 2649.9096 | 451.2796 | 676.9194 | 3.9532 | 1 | 1 | 3.9532 | 3.9532
Low-grade industrial/ commercial - supermarkets | Hypermarkets/Superstores (over 2500m2) | Supermarket 4365 | 23 | 8391.2 | 316 | 2651.6192 | 451.5707 | 677.3561 | 3.9558 | 1 | 1 | 3.9558 | 3.9558
Low-grade industrial/ commercial - supermarkets | Hypermarkets/Superstores (over 2500m2) | Supermarket 4366 | 23 | 8398.5 | 316 | 2653.926 | 451.9636 | 677.9454 | 3.9592 | 1 | 1 | 3.9592 | 3.9592
Low-grade industrial/ commercial - supermarkets | Hypermarkets/Superstores (over 2500m2) | Supermarket 4367 | 23 | 8401.2 | 316 | 2654.7792 | 452.1089 | 678.1633 | 3.9605 | 1 | 1 | 3.9605 | 3.9605
Low-grade industrial/ commercial - supermarkets | Hypermarkets/Superstores (over 2500m2) | Supermarket 4368 | 23 | 8416 | 316 | 2659.456 | 452.9054 | 679.358 | 3.9675 | 1 | 1 | 3.9675 | 3.9675
Low-grade industrial/ commercial - supermarkets | Hypermarkets/Superstores (over 2500m2) | Supermarket 4369 | 23 | 8429.9 | 316 | 2663.8484 | 453.6534 | 680.4801 | 3.974 | 1 | 1 | 3.974 | 3.974
Low-grade industrial/ commercial - supermarkets | Hypermarkets/Superstores (over 2500m2) | Supermarket 4370 | 23 | 8432.9 | 316 | 2664.7964 | 453.8148 | 680.7222 | 3.9754 | 1 | 1 | 3.9754 | 3.9754
Low-grade industrial/ commercial - supermarkets | Hypermarkets/Superstores (over 2500m2) | Supermarket 4371 | 23 | 8444.6 | 316 | 2668.4936 | 454.4445 | 681.6667 | 3.9809 | 1 | 1 | 3.9809 | 3.9809
Low-grade industrial/ commercial - supermarkets | Hypermarkets/Superstores (over 2500m2) | Supermarket 4372 | 23 | 8447.96 | 316 | 2669.5554 | 454.6253 | 681.9379 | 3.9825 | 1 | 1 | 3.9825 | 3.9825
Low-grade industrial/ commercial - supermarkets | Hypermarkets/Superstores (over 2500m2) | Supermarket 4373 | 23 | 8451.74 | 316 | 2670.7498 | 454.8287 | 682.243 | 3.9843 | 1 | 1 | 3.9843 | 3.9843
Low-grade industrial/ commercial - supermarkets | Hypermarkets/Superstores (over 2500m2) | Supermarket 4374 | 23 | 8454.13 | 316 | 2671.5051 | 454.9573 | 682.436 | 3.9854 | 1 | 1 | 3.9854 | 3.9854
Low-grade industrial/ commercial - supermarkets | Hypermarkets/Superstores (over 2500m2) | Supermarket 4375 | 23 | 8478.88 | 316 | 2679.3261 | 456.2892 | 684.4338 | 3.9971 | 1 | 1 | 3.9971 | 3.9971
Low-grade industrial/ commercial - supermarkets | Hypermarkets/Superstores (over 2500m2) | Supermarket 4376 | 23 | 8479.24 | 316 | 2679.4398 | 456.3086 | 684.4629 | 3.9973 | 1 | 1 | 3.9973 | 3.9973
Low-grade industrial/ commercial - supermarkets | Hypermarkets/Superstores (over 2500m2) | Supermarket 4377 | 23 | 8483.9 | 316 | 2680.9124 | 456.5594 | 684.8391 | 3.9995 | 1 | 1 | 3.9995 | 3.9995
Low-grade industrial/ commercial - supermarkets | Hypermarkets/Superstores (over 2500m2) | Supermarket 4378 | 23 | 8485.5 | 316 | 2681.418 | 456.6455 | 684.9682 | 4.0002 | 1 | 1 | 4.0002 | 4.0002
Low-grade industrial/ commercial - supermarkets | Hypermarkets/Superstores (over 2500m2) | Supermarket 4379 | 23 | 8487.8 | 316 | 2682.1448 | 456.7693 | 685.1539 | 4.0013 | 1 | 1 | 4.0013 | 4.0013
Low-grade industrial/ commercial - supermarkets | Hypermarkets/Superstores (over 2500m2) | Supermarket 4380 | 23 | 8491.71 | 316 | 2683.3804 | 456.9797 | 685.4695 | 4.0031 | 1 | 1 | 4.0031 | 4.0031
Low-grade industrial/ commercial - supermarkets | Hypermarkets/Superstores (over 2500m2) | Supermarket 4381 | 23 | 8500.41 | 316 | 2686.1296 | 457.4479 | 686.1718 | 4.0072 | 1 | 1 | 4.0072 | 4.0072
Low-grade industrial/ commercial - supermarkets | Hypermarkets/Superstores (over 2500m2) | Supermarket 4382 | 23 | 8501.1 | 316 | 2686.3476 | 457.485 | 686.2275 | 4.0076 | 1 | 1 | 4.0076 | 4.0076
Low-grade industrial/ commercial - supermarkets | Hypermarkets/Superstores (over 2500m2) | Supermarket 4383 | 23 | 8506.3 | 316 | 2687.9908 | 457.7648 | 686.6472 | 4.01 | 1 | 1 | 4.01 | 4.01
Low-grade industrial/ commercial - supermarkets | Hypermarkets/Superstores (over 2500m2) | Supermarket 4384 | 23 | 8507.4 | 316 | 2688.3384 | 457.824 | 686.736 | 4.0105 | 1 | 1 | 4.0105 | 4.0105
Low-grade industrial/ commercial - supermarkets | Hypermarkets/Superstores (over 2500m2) | Supermarket 4385 | 23 | 8513.67 | 316 | 2690.3197 | 458.1614 | 687.2422 | 4.0135 | 1 | 1 | 4.0135 | 4.0135
Low-grade industrial/ commercial - supermarkets | Hypermarkets/Superstores (over 2500m2) | Supermarket 4386 | 23 | 8540.9 | 316 | 2698.9244 | 459.6268 | 689.4402 | 4.0263 | 1 | 1 | 4.0263 | 4.0263
Low-grade industrial/ commercial - supermarkets | Hypermarkets/Superstores (over 2500m2) | Supermarket 4387 | 23 | 8544 | 316 | 2699.904 | 459.7937 | 689.6905 | 4.0278 | 1 | 1 | 4.0278 | 4.0278
Low-grade industrial/ commercial - supermarkets | Hypermarkets/Superstores (over 2500m2) | Supermarket 4388 | 23 | 8547.76 | 316 | 2701.0922 | 459.996 | 689.994 | 4.0296 | 1 | 1 | 4.0296 | 4.0296
Low-grade industrial/ commercial - supermarkets | Hypermarkets/Superstores (over 2500m2) | Supermarket 4389 | 23 | 8549.03 | 316 | 2701.4935 | 460.0643 | 690.0965 | 4.0302 | 1 | 1 | 4.0302 | 4.0302
Low-grade industrial/ commercial - supermarkets | Hypermarkets/Superstores (over 2500m2) | Supermarket 4390 | 23 | 8552.2 | 316 | 2702.4952 | 460.2349 | 690.3524 | 4.0317 | 1 | 1 | 4.0317 | 4.0317
Low-grade industrial/ commercial - supermarkets | Hypermarkets/Superstores (over 2500m2) | Supermarket 4391 | 23 | 8557.86 | 316 | 2704.2838 | 460.5395 | 690.8093 | 4.0343 | 1 | 1 | 4.0343 | 4.0343
Low-grade industrial/ commercial - supermarkets | Hypermarkets/Superstores (over 2500m2) | Supermarket 4392 | 23 | 8559.46 | 316 | 2704.7894 | 460.6256 | 690.9384 | 4.0351 | 1 | 1 | 4.0351 | 4.0351
Low-grade industrial/ commercial - supermarkets | Hypermarkets/Superstores (over 2500m2) | Supermarket 4393 | 23 | 8563.8 | 316 | 2706.1608 | 460.8592 | 691.2888 | 4.0371 | 1 | 1 | 4.0371 | 4.0371
Low-grade industrial/ commercial - supermarkets | Hypermarkets/Superstores (over 2500m2) | Supermarket 4394 | 23 | 8564.3 | 316 | 2706.3188 | 460.8861 | 691.3291 | 4.0374 | 1 | 1 | 4.0374 | 4.0374
Low-grade industrial/ commercial - supermarkets | Hypermarkets/Superstores (over 2500m2) | Supermarket 4395 | 23 | 8568.7 | 316 | 2707.7092 | 461.1229 | 691.6843 | 4.0394 | 1 | 1 | 4.0394 | 4.0394
Low-grade industrial/ commercial - supermarkets | Hypermarkets/Superstores (over 2500m2) | Supermarket 4396 | 23 | 8569.1 | 316 | 2707.8356 | 461.1444 | 691.7166 | 4.0396 | 1 | 1 | 4.0396 | 4.0396
Low-grade industrial/ commercial - supermarkets | Hypermarkets/Superstores (over 2500m2) | Supermarket 4397 | 23 | 8570.1 | 316 | 2708.1516 | 461.1982 | 691.7973 | 4.0401 | 1 | 1 | 4.0401 | 4.0401
Low-grade industrial/ commercial - supermarkets | Large Shops (Over 1850m2) | Supermarket 4398 | 23 | 8572 | 316 | 2708.752 | 461.3005 | 691.9507 | 4.041 | 1 | 1 | 4.041 | 4.041
Low-grade industrial/ commercial - supermarkets | Hypermarkets/Superstores (over 2500m2) | Supermarket 4399 | 23 | 8573 | 316 | 2709.068 | 461.3543 | 692.0314 | 4.0415 | 1 | 1 | 4.0415 | 4.0415
Low-grade industrial/ commercial - supermarkets | Hypermarkets/Superstores (over 2500m2) | Supermarket 4400 | 23 | 8574.33 | 316 | 2709.4883 | 461.4259 | 692.1388 | 4.0421 | 1 | 1 | 4.0421 | 4.0421
Low-grade industrial/ commercial - supermarkets | Hypermarkets/Superstores (over 2500m2) | Supermarket 4401 | 23 | 8599.4 | 316 | 2717.4104 | 462.775 | 694.1625 | 4.0539 | 1 | 1 | 4.0539 | 4.0539
Low-grade industrial/ commercial - supermarkets | Hypermarkets/Superstores (over 2500m2) | Supermarket 4402 | 23 | 8599.77 | 316 | 2717.5273 | 462.7949 | 694.1924 | 4.0541 | 1 | 1 | 4.0541 | 4.0541
Low-grade industrial/ commercial - supermarkets | Hypermarkets/Superstores (over 2500m2) | Supermarket 4403 | 23 | 8604.9 | 316 | 2719.1484 | 463.071 | 694.6065 | 4.0565 | 1 | 1 | 4.0565 | 4.0565
Low-grade industrial/ commercial - supermarkets | Hypermarkets/Superstores (over 2500m2) | Supermarket 4404 | 23 | 8615.73 | 316 | 2722.5707 | 463.6538 | 695.4807 | 4.0616 | 1 | 1 | 4.0616 | 4.0616
Low-grade industrial/ commercial - supermarkets | Hypermarkets/Superstores (over 2500m2) | Supermarket 4405 | 23 | 8619.41 | 316 | 2723.7336 | 463.8518 | 695.7777 | 4.0633 | 1 | 1 | 4.0633 | 4.0633
Low-grade industrial/ commercial - supermarkets | Hypermarkets/Superstores (over 2500m2) | Supermarket 4406 | 23 | 8619.5 | 316 | 2723.762 | 463.8567 | 695.785 | 4.0634 | 1 | 1 | 4.0634 | 4.0634
Low-grade industrial/ commercial - supermarkets | Hypermarkets/Superstores (over 2500m2) | Supermarket 4407 | 23 | 8620.03 | 316 | 2723.9295 | 463.8852 | 695.8278 | 4.0636 | 1 | 1 | 4.0636 | 4.0636
Low-grade industrial/ commercial - supermarkets | Hypermarkets/Superstores (over 2500m2) | Supermarket 4408 | 23 | 8621.62 | 316 | 2724.4319 | 463.9708 | 695.9561 | 4.0644 | 1 | 1 | 4.0644 | 4.0644
Low-grade industrial/ commercial - supermarkets | Hypermarkets/Superstores (over 2500m2) | Supermarket 4409 | 23 | 8626.7 | 316 | 2726.0372 | 464.2441 | 696.3662 | 4.0668 | 1 | 1 | 4.0668 | 4.0668
Low-grade industrial/ commercial - supermarkets | Hypermarkets/Superstores (over 2500m2) | Supermarket 4410 | 23 | 8627.5 | 316 | 2726.29 | 464.2872 | 696.4308 | 4.0672 | 1 | 1 | 4.0672 | 4.0672
Low-grade industrial/ commercial - supermarkets | Hypermarkets/Superstores (over 2500m2) | Supermarket 4411 | 23 | 8633.26 | 316 | 2728.1102 | 464.5972 | 696.8957 | 4.0699 | 1 | 1 | 4.0699 | 4.0699
Low-grade industrial/ commercial - supermarkets | Hypermarkets/Superstores (over 2500m2) | Supermarket 4412 | 23 | 8636.2 | 316 | 2729.0392 | 464.7554 | 697.1331 | 4.0713 | 1 | 1 | 4.0713 | 4.0713
Low-grade industrial/ commercial - supermarkets | Hypermarkets/Superstores (over 2500m2) | Supermarket 4413 | 23 | 8636.8 | 316 | 2729.2288 | 464.7877 | 697.1815 | 4.0715 | 1 | 1 | 4.0715 | 4.0715
Low-grade industrial/ commercial - supermarkets | Hypermarkets/Superstores (over 2500m2) | Supermarket 4414 | 23 | 8637.83 | 316 | 2729.5543 | 464.8431 | 697.2646 | 4.072 | 1 | 1 | 4.072 | 4.072
Low-grade industrial/ commercial - supermarkets | Hypermarkets/Superstores (over 2500m2) | Supermarket 4415 | 23 | 8638.76 | 316 | 2729.8482 | 464.8931 | 697.3397 | 4.0725 | 1 | 1 | 4.0725 | 4.0725
Low-grade industrial/ commercial - supermarkets | Hypermarkets/Superstores (over 2500m2) | Supermarket 4416 | 23 | 8640.1875 | 316 | 2730.2993 | 464.97 | 697.4549 | 4.0731 | 1 | 1 | 4.0731 | 4.0731
Low-grade industrial/ commercial - supermarkets | Hypermarkets/Superstores (over 2500m2) | Supermarket 4417 | 23 | 8682 | 316 | 2743.512 | 467.2201 | 700.8301 | 4.0928 | 1 | 1 | 4.0928 | 4.0928
Low-grade industrial/ commercial - supermarkets | Hypermarkets/Superstores (over 2500m2) | Supermarket 4418 | 23 | 8685.1 | 316 | 2744.4916 | 467.3869 | 701.0804 | 4.0943 | 1 | 1 | 4.0943 | 4.0943
Low-grade industrial/ commercial - supermarkets | Hypermarkets/Superstores (over 2500m2) | Supermarket 4419 | 23 | 8686.4 | 316 | 2744.9024 | 467.4569 | 701.1853 | 4.0949 | 1 | 1 | 4.0949 | 4.0949
Low-grade industrial/ commercial - supermarkets | Hypermarkets/Superstores (over 2500m2) | Supermarket 4420 | 23 | 8689.4 | 316 | 2745.8504 | 467.6183 | 701.4275 | 4.0963 | 1 | 1 | 4.0963 | 4.0963
Low-grade industrial/ commercial - supermarkets | Hypermarkets/Superstores (over 2500m2) | Supermarket 4421 | 23 | 8701.1 | 316 | 2749.5476 | 468.248 | 702.3719 | 4.1019 | 1 | 1 | 4.1019 | 4.1019
Low-grade industrial/ commercial - supermarkets | Hypermarkets/Superstores (over 2500m2) | Supermarket 4422 | 23 | 8707 | 316 | 2751.412 | 468.5655 | 702.8482 | 4.1046 | 1 | 1 | 4.1046 | 4.1046
Low-grade industrial/ commercial - supermarkets | Hypermarkets/Superstores (over 2500m2) | Supermarket 4423 | 23 | 8716 | 316 | 2754.256 | 469.0498 | 703.5747 | 4.1089 | 1 | 1 | 4.1089 | 4.1089
Low-grade industrial/ commercial - supermarkets | Hypermarkets/Superstores (over 2500m2) | Supermarket 4424 | 23 | 8720.9 | 316 | 2755.8044 | 469.3135 | 703.9702 | 4.1112 | 1 | 1 | 4.1112 | 4.1112
Low-grade industrial/ commercial - supermarkets | Hypermarkets/Superstores (over 2500m2) | Supermarket 4425 | 23 | 8721.2 | 316 | 2755.8992 | 469.3296 | 703.9945 | 4.1113 | 1 | 1 | 4.1113 | 4.1113
Low-grade industrial/ commercial - supermarkets | Departmental and Walk Round Stores (Large) | Supermarket 4426 | 23 | 8723.8 | 316 | 2756.7208 | 469.4696 | 704.2043 | 4.1126 | 1 | 1 | 4.1126 | 4.1126
Low-grade industrial/ commercial - supermarkets | Hypermarkets/Superstores (over 2500m2) | Supermarket 4427 | 23 | 8729.27 | 316 | 2758.4493 | 469.7639 | 704.6459 | 4.1151 | 1 | 1 | 4.1151 | 4.1151
Low-grade industrial/ commercial - supermarkets | Hypermarkets/Superstores (over 2500m2) | Supermarket 4428 | 23 | 8736.88 | 316 | 2760.8541 | 470.1734 | 705.2602 | 4.1187 | 1 | 1 | 4.1187 | 4.1187
Low-grade industrial/ commercial - supermarkets | Hypermarkets/Superstores (over 2500m2) | Supermarket 4429 | 23 | 8739.77 | 316 | 2761.7673 | 470.329 | 705.4935 | 4.1201 | 1 | 1 | 4.1201 | 4.1201
Low-grade industrial/ commercial - supermarkets | Hypermarkets/Superstores (over 2500m2) | Supermarket 4430 | 23 | 8741 | 316 | 2762.156 | 470.3952 | 705.5928 | 4.1207 | 1 | 1 | 4.1207 | 4.1207
Low-grade industrial/ commercial - supermarkets | Hypermarkets/Superstores (over 2500m2) | Supermarket 4431 | 23 | 8745.64 | 316 | 2763.6222 | 470.6449 | 705.9673 | 4.1228 | 1 | 1 | 4.1228 | 4.1228
Low-grade industrial/ commercial - supermarkets | Hypermarkets/Superstores (over 2500m2) | Supermarket 4432 | 23 | 8751 | 316 | 2765.316 | 470.9333 | 706.4 | 4.1254 | 1 | 1 | 4.1254 | 4.1254
Low-grade industrial/ commercial - supermarkets | Hypermarkets/Superstores (over 2500m2) | Supermarket 4433 | 23 | 8775.87 | 316 | 2773.1749 | 472.2717 | 708.4075 | 4.1371 | 1 | 1 | 4.1371 | 4.1371
Low-grade industrial/ commercial - supermarkets | Hypermarkets/Superstores (over 2500m2) | Supermarket 4434 | 23 | 8777.1 | 316 | 2773.5636 | 472.3379 | 708.5068 | 4.1377 | 1 | 1 | 4.1377 | 4.1377
Low-grade industrial/ commercial - supermarkets | Hypermarkets/Superstores (over 2500m2) | Supermarket 4435 | 23 | 8777.3 | 316 | 2773.6268 | 472.3486 | 708.523 | 4.1378 | 1 | 1 | 4.1378 | 4.1378
Low-grade industrial/ commercial - supermarkets | Hypermarkets/Superstores (over 2500m2) | Supermarket 4436 | 23 | 8790 | 316 | 2777.64 | 473.0321 | 709.5481 | 4.1438 | 1 | 1 | 4.1438 | 4.1438
Low-grade industrial/ commercial - supermarkets | Hypermarkets/Superstores (over 2500m2) | Supermarket 4437 | 23 | 8799 | 316 | 2780.484 | 473.5164 | 710.2746 | 4.148 | 1 | 1 | 4.148 | 4.148
Low-grade industrial/ commercial - supermarkets | Hypermarkets/Superstores (over 2500m2) | Supermarket 4438 | 23 | 8802.07 | 316 | 2781.4541 | 473.6816 | 710.5225 | 4.1495 | 1 | 1 | 4.1495 | 4.1495
Low-grade industrial/ commercial - supermarkets | Hypermarkets/Superstores (over 2500m2) | Supermarket 4439 | 23 | 8805.97 | 316 | 2782.6865 | 473.8915 | 710.8373 | 4.1513 | 1 | 1 | 4.1513 | 4.1513
Low-grade industrial/ commercial - supermarkets | Hypermarkets/Superstores (over 2500m2) | Supermarket 4440 | 23 | 8807.2 | 316 | 2783.0752 | 473.9577 | 710.9366 | 4.1519 | 1 | 1 | 4.1519 | 4.1519
Low-grade industrial/ commercial - supermarkets | Hypermarkets/Superstores (over 2500m2) | Supermarket 4441 | 23 | 8810.18 | 316 | 2784.0169 | 474.1181 | 711.1771 | 4.1533 | 1 | 1 | 4.1533 | 4.1533
Low-grade industrial/ commercial - supermarkets | Hypermarkets/Superstores (over 2500m2) | Supermarket 4442 | 23 | 8820.8 | 316 | 2787.3728 | 474.6896 | 712.0344 | 4.1583 | 1 | 1 | 4.1583 | 4.1583
Low-grade industrial/ commercial - supermarkets | Large Shops (Over 1850m2) | Supermarket 4443 | 23 | 8821.17 | 316 | 2787.4897 | 474.7095 | 712.0642 | 4.1585 | 1 | 1 | 4.1585 | 4.1585
Low-grade industrial/ commercial - supermarkets | Hypermarkets/Superstores (over 2500m2) | Supermarket 4444 | 23 | 8830.89 | 316 | 2790.5612 | 475.2326 | 712.8489 | 4.163 | 1 | 1 | 4.163 | 4.163
Low-grade industrial/ commercial - supermarkets | Hypermarkets/Superstores (over 2500m2) | Supermarket 4445 | 23 | 8832.6 | 316 | 2791.1016 | 475.3246 | 712.9869 | 4.1638 | 1 | 1 | 4.1638 | 4.1638
Low-grade industrial/ commercial - supermarkets | Hypermarkets/Superstores (over 2500m2) | Supermarket 4446 | 23 | 8848.8 | 316 | 2796.2208 | 476.1964 | 714.2946 | 4.1715 | 1 | 1 | 4.1715 | 4.1715
Low-grade industrial/ commercial - supermarkets | Hypermarkets/Superstores (over 2500m2) | Supermarket 4447 | 23 | 8855.58 | 316 | 2798.3633 | 476.5613 | 714.8419 | 4.1747 | 1 | 1 | 4.1747 | 4.1747
Low-grade industrial/ commercial - supermarkets | Hypermarkets/Superstores (over 2500m2) | Supermarket 4448 | 23 | 8872.27 | 316 | 2803.6373 | 477.4594 | 716.1892 | 4.1825 | 1 | 1 | 4.1825 | 4.1825
Low-grade industrial/ commercial - supermarkets | Hypermarkets/Superstores (over 2500m2) | Supermarket 4449 | 23 | 8881.9 | 316 | 2806.6804 | 477.9777 | 716.9665 | 4.1871 | 1 | 1 | 4.1871 | 4.1871
Low-grade industrial/ commercial - supermarkets | Hypermarkets/Superstores (over 2500m2) | Supermarket 4450 | 23 | 8891.2 | 316 | 2809.6192 | 478.4781 | 717.7172 | 4.1915 | 1 | 1 | 4.1915 | 4.1915
Low-grade industrial/ commercial - supermarkets | Hypermarkets/Superstores (over 2500m2) | Supermarket 4451 | 23 | 8895.21 | 316 | 2810.8864 | 478.6939 | 718.0409 | 4.1934 | 1 | 1 | 4.1934 | 4.1934
Low-grade industrial/ commercial - supermarkets | Hypermarkets/Superstores (over 2500m2) | Supermarket 4452 | 23 | 8897.15 | 316 | 2811.4994 | 478.7983 | 718.1975 | 4.1943 | 1 | 1 | 4.1943 | 4.1943
Low-grade industrial/ commercial - supermarkets | Hypermarkets/Superstores (over 2500m2) | Supermarket 4453 | 23 | 8901.01 | 316 | 2812.7192 | 479.0061 | 718.5091 | 4.1961 | 1 | 1 | 4.1961 | 4.1961
Low-grade industrial/ commercial - supermarkets | Hypermarkets/Superstores (over 2500m2) | Supermarket 4454 | 23 | 8901.62 | 316 | 2812.9119 | 479.0389 | 718.5583 | 4.1964 | 1 | 1 | 4.1964 | 4.1964
Low-grade industrial/ commercial - supermarkets | Hypermarkets/Superstores (over 2500m2) | Supermarket 4455 | 23 | 8902.9 | 316 | 2813.3164 | 479.1078 | 718.6617 | 4.197 | 1 | 1 | 4.197 | 4.197
Low-grade industrial/ commercial - supermarkets | Hypermarkets/Superstores (over 2500m2) | Supermarket 4456 | 23 | 8926.8 | 316 | 2820.8688 | 480.394 | 720.5909 | 4.2083 | 1 | 1 | 4.2083 | 4.2083
Low-grade industrial/ commercial - supermarkets | Hypermarkets/Superstores (over 2500m2) | Supermarket 4457 | 23 | 8935.1 | 316 | 2823.4916 | 480.8406 | 721.2609 | 4.2122 | 1 | 1 | 4.2122 | 4.2122
Low-grade industrial/ commercial - supermarkets | Hypermarkets/Superstores (over 2500m2) | Supermarket 4458 | 23 | 8940.2 | 316 | 2825.1032 | 481.1151 | 721.6726 | 4.2146 | 1 | 1 | 4.2146 | 4.2146
Low-grade industrial/ commercial - supermarkets | Hypermarkets/Superstores (over 2500m2) | Supermarket 4459 | 23 | 8946.24 | 316 | 2827.0118 | 481.4401 | 722.1602 | 4.2174 | 1 | 1 | 4.2174 | 4.2174
Low-grade industrial/ commercial - supermarkets | Hypermarkets/Superstores (over 2500m2) | Supermarket 4460 | 23 | 8956.04 | 316 | 2830.1086 | 481.9675 | 722.9513 | 4.222 | 1 | 1 | 4.222 | 4.222
Low-grade industrial/ commercial - supermarkets | Hypermarkets/Superstores (over 2500m2) | Supermarket 4461 | 23 | 8956.5 | 316 | 2830.254 | 481.9923 | 722.9884 | 4.2223 | 1 | 1 | 4.2223 | 4.2223
Low-grade industrial/ commercial - supermarkets | Hypermarkets/Superstores (over 2500m2) | Supermarket 4462 | 23 | 8957.05 | 316 | 2830.4278 | 482.0219 | 723.0328 | 4.2225 | 1 | 1 | 4.2225 | 4.2225
Low-grade industrial/ commercial - supermarkets | Hypermarkets/Superstores (over 2500m2) | Supermarket 4463 | 23 | 8963.2 | 316 | 2832.3712 | 482.3528 | 723.5292 | 4.2254 | 1 | 1 | 4.2254 | 4.2254
Low-grade industrial/ commercial - supermarkets | Hypermarkets/Superstores (over 2500m2) | Supermarket 4464 | 23 | 8964.09 | 316 | 2832.6524 | 482.4007 | 723.6011 | 4.2258 | 1 | 1 | 4.2258 | 4.2258
Low-grade industrial/ commercial - supermarkets | Hypermarkets/Superstores (over 2500m2) | Supermarket 4465 | 23 | 8982.56 | 316 | 2838.489 | 483.3947 | 725.092 | 4.2345 | 1 | 1 | 4.2345 | 4.2345
Low-grade industrial/ commercial - supermarkets | Hypermarkets/Superstores (over 2500m2) | Supermarket 4466 | 23 | 8990.66 | 316 | 2841.0486 | 483.8306 | 725.7459 | 4.2384 | 1 | 1 | 4.2384 | 4.2384
Low-grade industrial/ commercial - supermarkets | Hypermarkets/Superstores (over 2500m2) | Supermarket 4467 | 23 | 8992.25 | 316 | 2841.551 | 483.9161 | 725.8742 | 4.2391 | 1 | 1 | 4.2391 | 4.2391
Low-grade industrial/ commercial - supermarkets | Hypermarkets/Superstores (over 2500m2) | Supermarket 4468 | 23 | 8994.92 | 316 | 2842.3947 | 484.0598 | 726.0897 | 4.2404 | 1 | 1 | 4.2404 | 4.2404
Low-grade industrial/ commercial - supermarkets | Hypermarkets/Superstores (over 2500m2) | Supermarket 4469 | 23 | 8996.04 | 316 | 2842.7486 | 484.1201 | 726.1801 | 4.2409 | 1 | 1 | 4.2409 | 4.2409
Low-grade industrial/ commercial - supermarkets | Hypermarkets/Superstores (over 2500m2) | Supermarket 4470 | 23 | 8999.6 | 316 | 2843.8736 | 484.3117 | 726.4675 | 4.2426 | 1 | 1 | 4.2426 | 4.2426
Low-grade industrial/ commercial - supermarkets | Hypermarkets/Superstores (over 2500m2) | Supermarket 4471 | 23 | 9005.32 | 316 | 2845.6811 | 484.6195 | 726.9292 | 4.2453 | 1 | 1 | 4.2453 | 4.2453
Low-grade industrial/ commercial - supermarkets | Hypermarkets/Superstores (over 2500m2) | Supermarket 4472 | 23 | 9007.34 | 316 | 2846.3194 | 484.7282 | 727.0923 | 4.2462 | 1 | 1 | 4.2462 | 4.2462
Low-grade industrial/ commercial - supermarkets | Hypermarkets/Superstores (over 2500m2) | Supermarket 4473 | 23 | 9008.64 | 316 | 2846.7302 | 484.7982 | 727.1972 | 4.2468 | 1 | 1 | 4.2468 | 4.2468
Low-grade industrial/ commercial - supermarkets | Hypermarkets/Superstores (over 2500m2) | Supermarket 4474 | 23 | 9011.43 | 316 | 2847.6119 | 484.9483 | 727.4225 | 4.2481 | 1 | 1 | 4.2481 | 4.2481
Low-grade industrial/ commercial - supermarkets | Hypermarkets/Superstores (over 2500m2) | Supermarket 4475 | 23 | 9012.35 | 316 | 2847.9026 | 484.9978 | 727.4967 | 4.2486 | 1 | 1 | 4.2486 | 4.2486
Low-grade industrial/ commercial - supermarkets | Hypermarkets/Superstores (over 2500m2) | Supermarket 4476 | 23 | 9021.34 | 316 | 2850.7434 | 485.4816 | 728.2224 | 4.2528 | 1 | 1 | 4.2528 | 4.2528
Low-grade industrial/ commercial - supermarkets | Hypermarkets/Superstores (over 2500m2) | Supermarket 4477 | 23 | 9029.1 | 316 | 2853.1956 | 485.8992 | 728.8488 | 4.2565 | 1 | 1 | 4.2565 | 4.2565
Low-grade industrial/ commercial - supermarkets | Hypermarkets/Superstores (over 2500m2) | Supermarket 4478 | 23 | 9030.91 | 316 | 2853.7676 | 485.9966 | 728.9949 | 4.2573 | 1 | 1 | 4.2573 | 4.2573
Low-grade industrial/ commercial - supermarkets | Hypermarkets/Superstores (over 2500m2) | Supermarket 4479 | 23 | 9042 | 316 | 2857.272 | 486.5934 | 729.8901 | 4.2626 | 1 | 1 | 4.2626 | 4.2626
Low-grade industrial/ commercial - supermarkets | Hypermarkets/Superstores (over 2500m2) | Supermarket 4480 | 23 | 9051.36 | 316 | 2860.2298 | 487.0971 | 730.6457 | 4.267 | 1 | 1 | 4.267 | 4.267
Low-grade industrial/ commercial - supermarkets | Hypermarkets/Superstores (over 2500m2) | Supermarket 4481 | 23 | 9051.57 | 316 | 2860.2961 | 487.1084 | 730.6626 | 4.2671 | 1 | 1 | 4.2671 | 4.2671
Low-grade industrial/ commercial - supermarkets | Hypermarkets/Superstores (over 2500m2) | Supermarket 4482 | 23 | 9056.66 | 316 | 2861.9046 | 487.3823 | 731.0735 | 4.2695 | 1 | 1 | 4.2695 | 4.2695
Low-grade industrial/ commercial - supermarkets | Hypermarkets/Superstores (over 2500m2) | Supermarket 4483 | 23 | 9072.7 | 316 | 2866.9732 | 488.2455 | 732.3683 | 4.277 | 1 | 1 | 4.277 | 4.277
Low-grade industrial/ commercial - supermarkets | Hypermarkets/Superstores (over 2500m2) | Supermarket 4484 | 23 | 9081.69 | 316 | 2869.814 | 488.7293 | 733.094 | 4.2813 | 1 | 1 | 4.2813 | 4.2813
Low-grade industrial/ commercial - supermarkets | Hypermarkets/Superstores (over 2500m2) | Supermarket 4485 | 23 | 9084 | 316 | 2870.544 | 488.8536 | 733.2805 | 4.2824 | 1 | 1 | 4.2824 | 4.2824
Low-grade industrial/ commercial - supermarkets | Hypermarkets/Superstores (over 2500m2) | Supermarket 4486 | 23 | 9102.6 | 316 | 2876.4216 | 489.8546 | 734.7819 | 4.2911 | 1 | 1 | 4.2911 | 4.2911
Low-grade industrial/ commercial - supermarkets | Hypermarkets/Superstores (over 2500m2) | Supermarket 4487 | 23 | 9106.44 | 316 | 2877.635 | 490.0612 | 735.0919 | 4.2929 | 1 | 1 | 4.2929 | 4.2929
Low-grade industrial/ commercial - supermarkets | Hypermarkets/Superstores (over 2500m2) | Supermarket 4488 | 23 | 9109 | 316 | 2878.444 | 490.199 | 735.2985 | 4.2941 | 1 | 1 | 4.2941 | 4.2941
Low-grade industrial/ commercial - supermarkets | Hypermarkets/Superstores (over 2500m2) | Supermarket 4489 | 23 | 9109.15 | 316 | 2878.4914 | 490.2071 | 735.3106 | 4.2942 | 1 | 1 | 4.2942 | 4.2942
Low-grade industrial/ commercial - supermarkets | Hypermarkets/Superstores (over 2500m2) | Supermarket 4490 | 23 | 9115.6 | 316 | 2880.5296 | 490.5542 | 735.8313 | 4.2973 | 1 | 1 | 4.2973 | 4.2973
Low-grade industrial/ commercial - supermarkets | Hypermarkets/Superstores (over 2500m2) | Supermarket 4491 | 23 | 9121.43 | 316 | 2882.3719 | 490.8679 | 736.3019 | 4.3 | 1 | 1 | 4.3 | 4.3
Low-grade industrial/ commercial - supermarkets | Hypermarkets/Superstores (over 2500m2) | Supermarket 4492 | 23 | 9143.1 | 316 | 2889.2196 | 492.0341 | 738.0511 | 4.3102 | 1 | 1 | 4.3102 | 4.3102
Low-grade industrial/ commercial - supermarkets | Hypermarkets/Superstores (over 2500m2) | Supermarket 4493 | 23 | 9154.8 | 316 | 2892.9168 | 492.6637 | 738.9956 | 4.3157 | 1 | 1 | 4.3157 | 4.3157
Low-grade industrial/ commercial - supermarkets | Hypermarkets/Superstores (over 2500m2) | Supermarket 4494 | 23 | 9160 | 316 | 2894.56 | 492.9436 | 739.4154 | 4.3182 | 1 | 1 | 4.3182 | 4.3182
Low-grade industrial/ commercial - supermarkets | Hypermarkets/Superstores (over 2500m2) | Supermarket 4495 | 23 | 9160.2 | 316 | 2894.6232 | 492.9543 | 739.4315 | 4.3183 | 1 | 1 | 4.3183 | 4.3183
Low-grade industrial/ commercial - supermarkets | Hypermarkets/Superstores (over 2500m2) | Supermarket 4496 | 23 | 9160.4 | 316 | 2894.6864 | 492.9651 | 739.4476 | 4.3184 | 1 | 1 | 4.3184 | 4.3184
Low-grade industrial/ commercial - supermarkets | Hypermarkets/Superstores (over 2500m2) | Supermarket 4497 | 23 | 9170.07 | 316 | 2897.7421 | 493.4855 | 740.2282 | 4.3229 | 1 | 1 | 4.3229 | 4.3229
Low-grade industrial/ commercial - supermarkets | Hypermarkets/Superstores (over 2500m2) | Supermarket 4498 | 23 | 9180.2 | 316 | 2900.9432 | 494.0306 | 741.0459 | 4.3277 | 1 | 1 | 4.3277 | 4.3277
Low-grade industrial/ commercial - supermarkets | Hypermarkets/Superstores (over 2500m2) | Supermarket 4499 | 23 | 9185.8 | 316 | 2902.7128 | 494.332 | 741.498 | 4.3303 | 1 | 1 | 4.3303 | 4.3303
Low-grade industrial/ commercial - supermarkets | Hypermarkets/Superstores (over 2500m2) | Supermarket 4500 | 23 | 9193.38 | 316 | 2905.1081 | 494.7399 | 742.1099 | 4.3339 | 1 | 1 | 4.3339 | 4.3339
Low-grade industrial/ commercial - supermarkets | Hypermarkets/Superstores (over 2500m2) | Supermarket 4501 | 23 | 9206.56 | 316 | 2909.273 | 495.4492 | 743.1738 | 4.3401 | 1 | 1 | 4.3401 | 4.3401
Low-grade industrial/ commercial - supermarkets | Hypermarkets/Superstores (over 2500m2) | Supermarket 4502 | 23 | 9207.43 | 316 | 2909.5479 | 495.496 | 743.244 | 4.3405 | 1 | 1 | 4.3405 | 4.3405
Low-grade industrial/ commercial - supermarkets | Hypermarkets/Superstores (over 2500m2) | Supermarket 4503 | 23 | 9209.9 | 316 | 2910.3284 | 495.6289 | 743.4434 | 4.3417 | 1 | 1 | 4.3417 | 4.3417
Low-grade industrial/ commercial - supermarkets | Departmental and Walk Round Stores (Large) | Supermarket 4504 | 23 | 9212.9 | 316 | 2911.2764 | 495.7904 | 743.6856 | 4.3431 | 1 | 1 | 4.3431 | 4.3431
Low-grade industrial/ commercial - supermarkets | Hypermarkets/Superstores (over 2500m2) | Supermarket 4505 | 23 | 9219.35 | 316 | 2913.3146 | 496.1375 | 744.2062 | 4.3462 | 1 | 1 | 4.3462 | 4.3462
Low-grade industrial/ commercial - supermarkets | Hypermarkets/Superstores (over 2500m2) | Supermarket 4506 | 23 | 9223.51 | 316 | 2914.6292 | 496.3613 | 744.542 | 4.3481 | 1 | 1 | 4.3481 | 4.3481
Low-grade industrial/ commercial - supermarkets | Hypermarkets/Superstores (over 2500m2) | Supermarket 4507 | 23 | 9224.3 | 316 | 2914.8788 | 496.4039 | 744.6058 | 4.3485 | 1 | 1 | 4.3485 | 4.3485
Low-grade industrial/ commercial - supermarkets | Hypermarkets/Superstores (over 2500m2) | Supermarket 4508 | 23 | 9226.19 | 316 | 2915.476 | 496.5056 | 744.7584 | 4.3494 | 1 | 1 | 4.3494 | 4.3494
Low-grade industrial/ commercial - supermarkets | Hypermarkets/Superstores (over 2500m2) | Supermarket 4509 | 23 | 9236.7 | 316 | 2918.7972 | 497.0712 | 745.6067 | 4.3543 | 1 | 1 | 4.3543 | 4.3543
Low-grade industrial/ commercial - supermarkets | Hypermarkets/Superstores (over 2500m2) | Supermarket 4510 | 23 | 9238.79 | 316 | 2919.4576 | 497.1836 | 745.7755 | 4.3553 | 1 | 1 | 4.3553 | 4.3553
Low-grade industrial/ commercial - supermarkets | Hypermarkets/Superstores (over 2500m2) | Supermarket 4511 | 23 | 9241.97 | 316 | 2920.4625 | 497.3548 | 746.0322 | 4.3568 | 1 | 1 | 4.3568 | 4.3568
Low-grade industrial/ commercial - supermarkets | Hypermarkets/Superstores (over 2500m2) | Supermarket 4512 | 23 | 9244.02 | 316 | 2921.1103 | 497.4651 | 746.1976 | 4.3578 | 1 | 1 | 4.3578 | 4.3578
Low-grade industrial/ commercial - supermarkets | Hypermarkets/Superstores (over 2500m2) | Supermarket 4513 | 23 | 9251.92 | 316 | 2923.6067 | 497.8902 | 746.8353 | 4.3615 | 1 | 1 | 4.3615 | 4.3615
Low-grade industrial/ commercial - supermarkets | Hypermarkets/Superstores (over 2500m2) | Supermarket 4514 | 23 | 9259.6 | 316 | 2926.0336 | 498.3035 | 747.4553 | 4.3651 | 1 | 1 | 4.3651 | 4.3651
Low-grade industrial/ commercial - supermarkets | Hypermarkets/Superstores (over 2500m2) | Supermarket 4515 | 23 | 9260.72 | 316 | 2926.3875 | 498.3638 | 747.5457 | 4.3657 | 1 | 1 | 4.3657 | 4.3657
Low-grade industrial/ commercial - supermarkets | Hypermarkets/Superstores (over 2500m2) | Supermarket 4516 | 23 | 9264.4 | 316 | 2927.5504 | 498.5618 | 747.8427 | 4.3674 | 1 | 1 | 4.3674 | 4.3674
Low-grade industrial/ commercial - supermarkets | Hypermarkets/Superstores (over 2500m2) | Supermarket 4517 | 23 | 9270.66 | 316 | 2929.5286 | 498.8987 | 748.3481 | 4.3704 | 1 | 1 | 4.3704 | 4.3704
Low-grade industrial/ commercial - supermarkets | Hypermarkets/Superstores (over 2500m2) | Supermarket 4518 | 23 | 9277.4 | 316 | 2931.6584 | 499.2614 | 748.8921 | 4.3735 | 1 | 1 | 4.3735 | 4.3735
Low-grade industrial/ commercial - supermarkets | Large Shops (Over 1850m2) | Supermarket 4519 | 23 | 9288.1 | 316 | 2935.0396 | 499.8372 | 749.7559 | 4.3786 | 1 | 1 | 4.3786 | 4.3786
Low-grade industrial/ commercial - supermarkets | Hypermarkets/Superstores (over 2500m2) | Supermarket 4520 | 23 | 9290.68 | 316 | 2935.8549 | 499.9761 | 749.9641 | 4.3798 | 1 | 1 | 4.3798 | 4.3798
Low-grade industrial/ commercial - supermarkets | Hypermarkets/Superstores (over 2500m2) | Supermarket 4521 | 23 | 9296 | 316 | 2937.536 | 500.2624 | 750.3936 | 4.3823 | 1 | 1 | 4.3823 | 4.3823
Low-grade industrial/ commercial - supermarkets | Hypermarkets/Superstores (over 2500m2) | Supermarket 4522 | 23 | 9321.5 | 316 | 2945.594 | 501.6347 | 752.452 | 4.3943 | 1 | 1 | 4.3943 | 4.3943
Low-grade industrial/ commercial - supermarkets | Hypermarkets/Superstores (over 2500m2) | Supermarket 4523 | 23 | 9349.47 | 316 | 2954.4325 | 503.1399 | 754.7098 | 4.4075 | 1 | 1 | 4.4075 | 4.4075
Low-grade industrial/ commercial - supermarkets | Hypermarkets/Superstores (over 2500m2) | Supermarket 4524 | 23 | 9350 | 316 | 2954.6 | 503.1684 | 754.7526 | 4.4078 | 1 | 1 | 4.4078 | 4.4078
Low-grade industrial/ commercial - supermarkets | Hypermarkets/Superstores (over 2500m2) | Supermarket 4525 | 23 | 9365.57 | 316 | 2959.5201 | 504.0063 | 756.0094 | 4.4151 | 1 | 1 | 4.4151 | 4.4151
Low-grade industrial/ commercial - supermarkets | Hypermarkets/Superstores (over 2500m2) | Supermarket 4526 | 23 | 9374.32 | 316 | 2962.2851 | 504.4772 | 756.7157 | 4.4192 | 1 | 1 | 4.4192 | 4.4192
Low-grade industrial/ commercial - supermarkets | Hypermarkets/Superstores (over 2500m2) | Supermarket 4527 | 23 | 9375.7 | 316 | 2962.7212 | 504.5514 | 756.8271 | 4.4199 | 1 | 1 | 4.4199 | 4.4199
Low-grade industrial/ commercial - supermarkets | Hypermarkets/Superstores (over 2500m2) | Supermarket 4528 | 23 | 9384.93 | 316 | 2965.6379 | 505.0481 | 757.5722 | 4.4242 | 1 | 1 | 4.4242 | 4.4242
Low-grade industrial/ commercial - supermarkets | Hypermarkets/Superstores (over 2500m2) | Supermarket 4529 | 23 | 9393.54 | 316 | 2968.3586 | 505.5115 | 758.2672 | 4.4283 | 1 | 1 | 4.4283 | 4.4283
Low-grade industrial/ commercial - supermarkets | Hypermarkets/Superstores (over 2500m2) | Supermarket 4530 | 23 | 9397.85 | 316 | 2969.7206 | 505.7434 | 758.6151 | 4.4303 | 1 | 1 | 4.4303 | 4.4303
Low-grade industrial/ commercial - supermarkets | Hypermarkets/Superstores (over 2500m2) | Supermarket 4531 | 23 | 9420.7 | 316 | 2976.9412 | 506.9731 | 760.4596 | 4.4411 | 1 | 1 | 4.4411 | 4.4411
Low-grade industrial/ commercial - supermarkets | Hypermarkets/Superstores (over 2500m2) | Supermarket 4532 | 23 | 9433.47 | 316 | 2980.9765 | 507.6603 | 761.4905 | 4.4471 | 1 | 1 | 4.4471 | 4.4471
Low-grade industrial/ commercial - supermarkets | Hypermarkets/Superstores (over 2500m2) | Supermarket 4533 | 23 | 9447 | 316 | 2985.252 | 508.3884 | 762.5826 | 4.4535 | 1 | 1 | 4.4535 | 4.4535
Low-grade industrial/ commercial - supermarkets | Hypermarkets/Superstores (over 2500m2) | Supermarket 4534 | 23 | 9447.98 | 316 | 2985.5617 | 508.4412 | 762.6617 | 4.4539 | 1 | 1 | 4.4539 | 4.4539
Low-grade industrial/ commercial - supermarkets | Hypermarkets/Superstores (over 2500m2) | Supermarket 4535 | 23 | 9452.54 | 316 | 2987.0026 | 508.6865 | 763.0298 | 4.4561 | 1 | 1 | 4.4561 | 4.4561
Low-grade industrial/ commercial - supermarkets | Hypermarkets/Superstores (over 2500m2) | Supermarket 4536 | 23 | 9460.2 | 316 | 2989.4232 | 509.0988 | 763.6482 | 4.4597 | 1 | 1 | 4.4597 | 4.4597
Low-grade industrial/ commercial - supermarkets | Hypermarkets/Superstores (over 2500m2) | Supermarket 4537 | 23 | 9479.37 | 316 | 2995.4809 | 510.1304 | 765.1956 | 4.4687 | 1 | 1 | 4.4687 | 4.4687
Low-grade industrial/ commercial - supermarkets | Hypermarkets/Superstores (over 2500m2) | Supermarket 4538 | 23 | 9482.2 | 316 | 2996.3752 | 510.2827 | 765.424 | 4.4701 | 1 | 1 | 4.4701 | 4.4701
Low-grade industrial/ commercial - supermarkets | Hypermarkets/Superstores (over 2500m2) | Supermarket 4539 | 23 | 9483.32 | 316 | 2996.7291 | 510.343 | 765.5145 | 4.4706 | 1 | 1 | 4.4706 | 4.4706
Low-grade industrial/ commercial - supermarkets | Hypermarkets/Superstores (over 2500m2) | Supermarket 4540 | 23 | 9487.91 | 316 | 2998.1796 | 510.59 | 765.885 | 4.4728 | 1 | 1 | 4.4728 | 4.4728
Low-grade industrial/ commercial - supermarkets | Hypermarkets/Superstores (over 2500m2) | Supermarket 4541 | 23 | 9491.1 | 316 | 2999.1876 | 510.7616 | 766.1425 | 4.4743 | 1 | 1 | 4.4743 | 4.4743
Low-grade industrial/ commercial - supermarkets | Hypermarkets/Superstores (over 2500m2) | Supermarket 4542 | 23 | 9495.27 | 316 | 3000.5053 | 510.9861 | 766.4791 | 4.4762 | 1 | 1 | 4.4762 | 4.4762
Low-grade industrial/ commercial - supermarkets | Hypermarkets/Superstores (over 2500m2) | Supermarket 4543 | 23 | 9497.34 | 316 | 3001.1594 | 511.0975 | 766.6462 | 4.4772 | 1 | 1 | 4.4772 | 4.4772
Low-grade industrial/ commercial - supermarkets | Hypermarkets/Superstores (over 2500m2) | Supermarket 4544 | 23 | 9506.14 | 316 | 3003.9402 | 511.571 | 767.3565 | 4.4814 | 1 | 1 | 4.4814 | 4.4814
Low-grade industrial/ commercial - supermarkets | Hypermarkets/Superstores (over 2500m2) | Supermarket 4545 | 23 | 9507.18 | 316 | 3004.2689 | 511.627 | 767.4405 | 4.4819 | 1 | 1 | 4.4819 | 4.4819
Low-grade industrial/ commercial - supermarkets | Hypermarkets/Superstores (over 2500m2) | Supermarket 4546 | 23 | 9512.81 | 316 | 3006.048 | 511.93 | 767.895 | 4.4845 | 1 | 1 | 4.4845 | 4.4845
Low-grade industrial/ commercial - supermarkets | Large Shops (Over 1850m2) | Supermarket 4547 | 23 | 9530.2 | 316 | 3011.5432 | 512.8658 | 769.2987 | 4.4927 | 1 | 1 | 4.4927 | 4.4927
Low-grade industrial/ commercial - supermarkets | Hypermarkets/Superstores (over 2500m2) | Supermarket 4548 | 23 | 9533.06 | 316 | 3012.447 | 513.0197 | 769.5296 | 4.4941 | 1 | 1 | 4.4941 | 4.4941
Low-grade industrial/ commercial - supermarkets | Hypermarkets/Superstores (over 2500m2) | Supermarket 4549 | 23 | 9535.43 | 316 | 3013.1959 | 513.1473 | 769.7209 | 4.4952 | 1 | 1 | 4.4952 | 4.4952
Low-grade industrial/ commercial - supermarkets | Hypermarkets/Superstores (over 2500m2) | Supermarket 4550 | 23 | 9545.27 | 316 | 3016.3053 | 513.6768 | 770.5152 | 4.4998 | 1 | 1 | 4.4998 | 4.4998
Low-grade industrial/ commercial - supermarkets | Hypermarkets/Superstores (over 2500m2) | Supermarket 4551 | 23 | 9546.9 | 316 | 3016.8204 | 513.7645 | 770.6468 | 4.5006 | 1 | 1 | 4.5006 | 4.5006
Low-grade industrial/ commercial - supermarkets | Hypermarkets/Superstores (over 2500m2) | Supermarket 4552 | 23 | 9547.01 | 316 | 3016.8552 | 513.7704 | 770.6557 | 4.5006 | 1 | 1 | 4.5006 | 4.5006
Low-grade industrial/ commercial - supermarkets | Hypermarkets/Superstores (over 2500m2) | Supermarket 4553 | 23 | 9551.7 | 316 | 3018.3372 | 514.0228 | 771.0342 | 4.5028 | 1 | 1 | 4.5028 | 4.5028
Low-grade industrial/ commercial - supermarkets | Hypermarkets/Superstores (over 2500m2) | Supermarket 4554 | 23 | 9557.25 | 316 | 3020.091 | 514.3215 | 771.4822 | 4.5055 | 1 | 1 | 4.5055 | 4.5055
Low-grade industrial/ commercial - supermarkets | Hypermarkets/Superstores (over 2500m2) | Supermarket 4555 | 23 | 9562.33 | 316 | 3021.6963 | 514.5949 | 771.8923 | 4.5079 | 1 | 1 | 4.5079 | 4.5079
Low-grade industrial/ commercial - supermarkets | Hypermarkets/Superstores (over 2500m2) | Supermarket 4556 | 23 | 9569.05 | 316 | 3023.8198 | 514.9565 | 772.4348 | 4.511 | 1 | 1 | 4.511 | 4.511
Low-grade industrial/ commercial - supermarkets | Hypermarkets/Superstores (over 2500m2) | Supermarket 4557 | 23 | 9572.27 | 316 | 3024.8373 | 515.1298 | 772.6947 | 4.5125 | 1 | 1 | 4.5125 | 4.5125
Low-grade industrial/ commercial - supermarkets | Hypermarkets/Superstores (over 2500m2) | Supermarket 4558 | 23 | 9581.41 | 316 | 3027.7256 | 515.6217 | 773.4325 | 4.5168 | 1 | 1 | 4.5168 | 4.5168
Low-grade industrial/ commercial - supermarkets | Hypermarkets/Superstores (over 2500m2) | Supermarket 4559 | 23 | 9583.37 | 316 | 3028.3449 | 515.7271 | 773.5907 | 4.5178 | 1 | 1 | 4.5178 | 4.5178
Low-grade industrial/ commercial - supermarkets | Hypermarkets/Superstores (over 2500m2) | Supermarket 4560 | 23 | 9583.4 | 316 | 3028.3544 | 515.7288 | 773.5931 | 4.5178 | 1 | 1 | 4.5178 | 4.5178
Low-grade industrial/ commercial - supermarkets | Large Shops (Over 1850m2) | Supermarket 4561 | 23 | 9601.9 | 316 | 3034.2004 | 516.7243 | 775.0865 | 4.5265 | 1 | 1 | 4.5265 | 4.5265
Low-grade industrial/ commercial - supermarkets | Hypermarkets/Superstores (over 2500m2) | Supermarket 4562 | 23 | 9608.34 | 316 | 3036.2354 | 517.0709 | 775.6063 | 4.5295 | 1 | 1 | 4.5295 | 4.5295
Low-grade industrial/ commercial - supermarkets | Hypermarkets/Superstores (over 2500m2) | Supermarket 4563 | 23 | 9615.05 | 316 | 3038.3558 | 517.432 | 776.148 | 4.5327 | 1 | 1 | 4.5327 | 4.5327
Low-grade industrial/ commercial - supermarkets | Hypermarkets/Superstores (over 2500m2) | Supermarket 4564 | 23 | 9623.66 | 316 | 3041.0766 | 517.8953 | 776.843 | 4.5368 | 1 | 1 | 4.5368 | 4.5368
Low-grade industrial/ commercial - supermarkets | Hypermarkets/Superstores (over 2500m2) | Supermarket 4565 | 23 | 9623.71 | 316 | 3041.0924 | 517.898 | 776.847 | 4.5368 | 1 | 1 | 4.5368 | 4.5368
Low-grade industrial/ commercial - supermarkets | Hypermarkets/Superstores (over 2500m2) | Supermarket 4566 | 23 | 9634.5 | 316 | 3044.502 | 518.4787 | 777.718 | 4.5419 | 1 | 1 | 4.5419 | 4.5419
Low-grade industrial/ commercial - supermarkets | Hypermarkets/Superstores (over 2500m2) | Supermarket 4567 | 23 | 9653.8 | 316 | 3050.6008 | 519.5173 | 779.276 | 4.551 | 1 | 1 | 4.551 | 4.551
Low-grade industrial/ commercial - supermarkets | Hypermarkets/Superstores (over 2500m2) | Supermarket 4568 | 23 | 9657.3 | 316 | 3051.7068 | 519.7057 | 779.5585 | 4.5526 | 1 | 1 | 4.5526 | 4.5526
Low-grade industrial/ commercial - supermarkets | Hypermarkets/Superstores (over 2500m2) | Supermarket 4569 | 23 | 9659 | 316 | 3052.244 | 519.7972 | 779.6957 | 4.5534 | 1 | 1 | 4.5534 | 4.5534
Low-grade industrial/ commercial - supermarkets | Hypermarkets/Superstores (over 2500m2) | Supermarket 4570 | 23 | 9666.1 | 316 | 3054.4876 | 520.1792 | 780.2689 | 4.5568 | 1 | 1 | 4.5568 | 4.5568
Low-grade industrial/ commercial - supermarkets | Hypermarkets/Superstores (over 2500m2) | Supermarket 4571 | 23 | 9673.6 | 316 | 3056.8576 | 520.5828 | 780.8743 | 4.5603 | 1 | 1 | 4.5603 | 4.5603
Low-grade industrial/ commercial - supermarkets | Hypermarkets/Superstores (over 2500m2) | Supermarket 4572 | 23 | 9683.22 | 316 | 3059.8975 | 521.1005 | 781.6508 | 4.5648 | 1 | 1 | 4.5648 | 4.5648
Low-grade industrial/ commercial - supermarkets | Large Shops (Over 1850m2) | Supermarket 4573 | 23 | 9686.5 | 316 | 3060.934 | 521.2771 | 781.9156 | 4.5664 | 1 | 1 | 4.5664 | 4.5664
Low-grade industrial/ commercial - supermarkets | Hypermarkets/Superstores (over 2500m2) | Supermarket 4574 | 23 | 9707.78 | 316 | 3067.6585 | 522.4222 | 783.6334 | 4.5764 | 1 | 1 | 4.5764 | 4.5764
Low-grade industrial/ commercial - supermarkets | Hypermarkets/Superstores (over 2500m2) | Supermarket 4575 | 23 | 9709.74 | 316 | 3068.2778 | 522.5277 | 783.7916 | 4.5773 | 1 | 1 | 4.5773 | 4.5773
Low-grade industrial/ commercial - supermarkets | Hypermarkets/Superstores (over 2500m2) | Supermarket 4576 | 23 | 9716.24 | 316 | 3070.3318 | 522.8775 | 784.3163 | 4.5804 | 1 | 1 | 4.5804 | 4.5804
Low-grade industrial/ commercial - supermarkets | Hypermarkets/Superstores (over 2500m2) | Supermarket 4577 | 23 | 9716.7 | 316 | 3070.4772 | 522.9023 | 784.3534 | 4.5806 | 1 | 1 | 4.5806 | 4.5806
Low-grade industrial/ commercial - supermarkets | Hypermarkets/Superstores (over 2500m2) | Supermarket 4578 | 23 | 9716.875 | 316 | 3070.5325 | 522.9117 | 784.3675 | 4.5807 | 1 | 1 | 4.5807 | 4.5807
Low-grade industrial/ commercial - supermarkets | Hypermarkets/Superstores (over 2500m2) | Supermarket 4579 | 23 | 9717.4625 | 316 | 3070.7181 | 522.9433 | 784.415 | 4.581 | 1 | 1 | 4.581 | 4.581
Low-grade industrial/ commercial - supermarkets | Hypermarkets/Superstores (over 2500m2) | Supermarket 4580 | 23 | 9725.5 | 316 | 3073.258 | 523.3758 | 785.0638 | 4.5848 | 1 | 1 | 4.5848 | 4.5848
Low-grade industrial/ commercial - supermarkets | Hypermarkets/Superstores (over 2500m2) | Supermarket 4581 | 23 | 9733.27 | 316 | 3075.7133 | 523.794 | 785.691 | 4.5884 | 1 | 1 | 4.5884 | 4.5884
Low-grade industrial/ commercial - supermarkets | Hypermarkets/Superstores (over 2500m2) | Supermarket 4582 | 23 | 9741 | 316 | 3078.156 | 524.21 | 786.315 | 4.5921 | 1 | 1 | 4.5921 | 4.5921
Low-grade industrial/ commercial - supermarkets | Hypermarkets/Superstores (over 2500m2) | Supermarket 4583 | 23 | 9746.02 | 316 | 3079.7423 | 524.4801 | 786.7202 | 4.5944 | 1 | 1 | 4.5944 | 4.5944
Low-grade industrial/ commercial - supermarkets | Hypermarkets/Superstores (over 2500m2) | Supermarket 4584 | 23 | 9747.3 | 316 | 3080.1468 | 524.549 | 786.8235 | 4.595 | 1 | 1 | 4.595 | 4.595
Low-grade industrial/ commercial - supermarkets | Hypermarkets/Superstores (over 2500m2) | Supermarket 4585 | 23 | 9757.17 | 316 | 3083.2657 | 525.0802 | 787.6202 | 4.5997 | 1 | 1 | 4.5997 | 4.5997
Low-grade industrial/ commercial - supermarkets | Hypermarkets/Superstores (over 2500m2) | Supermarket 4586 | 23 | 9761.2 | 316 | 3084.5392 | 525.297 | 787.9455 | 4.6016 | 1 | 1 | 4.6016 | 4.6016
Low-grade industrial/ commercial - supermarkets | Hypermarkets/Superstores (over 2500m2) | Supermarket 4587 | 23 | 9767.5 | 316 | 3086.53 | 525.6361 | 788.4541 | 4.6046 | 1 | 1 | 4.6046 | 4.6046
Low-grade industrial/ commercial - supermarkets | Hypermarkets/Superstores (over 2500m2) | Supermarket 4588 | 23 | 9774.8 | 316 | 3088.8368 | 526.0289 | 789.0434 | 4.608 | 1 | 1 | 4.608 | 4.608
Low-grade industrial/ commercial - supermarkets | Hypermarkets/Superstores (over 2500m2) | Supermarket 4589 | 23 | 9783.8 | 316 | 3091.6808 | 526.5132 | 789.7699 | 4.6123 | 1 | 1 | 4.6123 | 4.6123
Low-grade industrial/ commercial - supermarkets | Hypermarkets/Superstores (over 2500m2) | Supermarket 4590 | 23 | 9784.85 | 316 | 3092.0126 | 526.5697 | 789.8546 | 4.6128 | 1 | 1 | 4.6128 | 4.6128
Low-grade industrial/ commercial - supermarkets | Hypermarkets/Superstores (over 2500m2) | Supermarket 4591 | 23 | 9789.72 | 316 | 3093.5515 | 526.8318 | 790.2477 | 4.615 | 1 | 1 | 4.615 | 4.615
Low-grade industrial/ commercial - supermarkets | Hypermarkets/Superstores (over 2500m2) | Supermarket 4592 | 23 | 9793.43 | 316 | 3094.7239 | 527.0315 | 790.5472 | 4.6168 | 1 | 1 | 4.6168 | 4.6168
Low-grade industrial/ commercial - supermarkets | Hypermarkets/Superstores (over 2500m2) | Supermarket 4593 | 23 | 9802.6 | 316 | 3097.6216 | 527.525 | 791.2874 | 4.6211 | 1 | 1 | 4.6211 | 4.6211
Low-grade industrial/ commercial - supermarkets | Hypermarkets/Superstores (over 2500m2) | Supermarket 4594 | 23 | 9810.42 | 316 | 3100.0927 | 527.9458 | 791.9187 | 4.6248 | 1 | 1 | 4.6248 | 4.6248
Low-grade industrial/ commercial - supermarkets | Hypermarkets/Superstores (over 2500m2) | Supermarket 4595 | 23 | 9823.36 | 316 | 3104.1818 | 528.6422 | 792.9632 | 4.6309 | 1 | 1 | 4.6309 | 4.6309
Low-grade industrial/ commercial - supermarkets | Hypermarkets/Superstores (over 2500m2) | Supermarket 4596 | 23 | 9830.5 | 316 | 3106.438 | 529.0264 | 793.5396 | 4.6343 | 1 | 1 | 4.6343 | 4.6343
Low-grade industrial/ commercial - supermarkets | Hypermarkets/Superstores (over 2500m2) | Supermarket 4597 | 23 | 9833.44 | 316 | 3107.367 | 529.1846 | 793.7769 | 4.6357 | 1 | 1 | 4.6357 | 4.6357
Low-grade industrial/ commercial - supermarkets | Hypermarkets/Superstores (over 2500m2) | Supermarket 4598 | 23 | 9837.79 | 316 | 3108.7416 | 529.4187 | 794.1281 | 4.6377 | 1 | 1 | 4.6377 | 4.6377
Low-grade industrial/ commercial - supermarkets | Hypermarkets/Superstores (over 2500m2) | Supermarket 4599 | 23 | 9841.07 | 316 | 3109.7781 | 529.5952 | 794.3928 | 4.6393 | 1 | 1 | 4.6393 | 4.6393
Low-grade industrial/ commercial - supermarkets | Hypermarkets/Superstores (over 2500m2) | Supermarket 4600 | 23 | 9861.8 | 316 | 3116.3288 | 530.7108 | 796.0662 | 4.649 | 1 | 1 | 4.649 | 4.649
Low-grade industrial/ commercial - supermarkets | Hypermarkets/Superstores (over 2500m2) | Supermarket 4601 | 23 | 9868.1 | 316 | 3118.3196 | 531.0498 | 796.5747 | 4.652 | 1 | 1 | 4.652 | 4.652
Low-grade industrial/ commercial - supermarkets | Hypermarkets/Superstores (over 2500m2) | Supermarket 4602 | 23 | 9895.06 | 316 | 3126.839 | 532.5007 | 798.751 | 4.6647 | 1 | 1 | 4.6647 | 4.6647
Low-grade industrial/ commercial - supermarkets | Hypermarkets/Superstores (over 2500m2) | Supermarket 4603 | 23 | 9898.72 | 316 | 3127.9955 | 532.6976 | 799.0465 | 4.6664 | 1 | 1 | 4.6664 | 4.6664
Low-grade industrial/ commercial - supermarkets | Hypermarkets/Superstores (over 2500m2) | Supermarket 4604 | 23 | 9909.3 | 316 | 3131.3388 | 533.267 | 799.9005 | 4.6714 | 1 | 1 | 4.6714 | 4.6714
Low-grade industrial/ commercial - supermarkets | Hypermarkets/Superstores (over 2500m2) | Supermarket 4605 | 23 | 9911.48 | 316 | 3132.0277 | 533.3843 | 800.0765 | 4.6724 | 1 | 1 | 4.6724 | 4.6724
Low-grade industrial/ commercial - supermarkets | Hypermarkets/Superstores (over 2500m2) | Supermarket 4606 | 23 | 9914.1 | 316 | 3132.8556 | 533.5253 | 800.288 | 4.6737 | 1 | 1 | 4.6737 | 4.6737
Low-grade industrial/ commercial - supermarkets | Hypermarkets/Superstores (over 2500m2) | Supermarket 4607 | 23 | 9925.38 | 316 | 3136.4201 | 534.1323 | 801.1985 | 4.679 | 1 | 1 | 4.679 | 4.679
Low-grade industrial/ commercial - supermarkets | Hypermarkets/Superstores (over 2500m2) | Supermarket 4608 | 23 | 9937.54 | 316 | 3140.2626 | 534.7867 | 802.1801 | 4.6847 | 1 | 1 | 4.6847 | 4.6847
Low-grade industrial/ commercial - supermarkets | Hypermarkets/Superstores (over 2500m2) | Supermarket 4609 | 23 | 9966.99 | 316 | 3149.5688 | 536.3716 | 804.5574 | 4.6986 | 1 | 1 | 4.6986 | 4.6986
Low-grade industrial/ commercial - supermarkets | Hypermarkets/Superstores (over 2500m2) | Supermarket 4610 | 23 | 9972.29 | 316 | 3151.2436 | 536.6568 | 804.9852 | 4.7011 | 1 | 1 | 4.7011 | 4.7011
Low-grade industrial/ commercial - supermarkets | Hypermarkets/Superstores (over 2500m2) | Supermarket 4611 | 23 | 9974 | 316 | 3151.784 | 536.7488 | 805.1232 | 4.7019 | 1 | 1 | 4.7019 | 4.7019
Low-grade industrial/ commercial - supermarkets | Hypermarkets/Superstores (over 2500m2) | Supermarket 4612 | 23 | 9975 | 316 | 3152.1 | 536.8026 | 805.2039 | 4.7024 | 1 | 1 | 4.7024 | 4.7024
Low-grade industrial/ commercial - supermarkets | Hypermarkets/Superstores (over 2500m2) | Supermarket 4613 | 23 | 9978.8 | 316 | 3153.3008 | 537.0071 | 805.5107 | 4.7042 | 1 | 1 | 4.7042 | 4.7042
Low-grade industrial/ commercial - supermarkets | Hypermarkets/Superstores (over 2500m2) | Supermarket 4614 | 23 | 9979.7 | 316 | 3153.5852 | 537.0556 | 805.5833 | 4.7046 | 1 | 1 | 4.7046 | 4.7046
Low-grade industrial/ commercial - supermarkets | Hypermarkets/Superstores (over 2500m2) | Supermarket 4615 | 23 | 9982.2 | 316 | 3154.3752 | 537.1901 | 805.7851 | 4.7058 | 1 | 1 | 4.7058 | 4.7058
Low-grade industrial/ commercial - supermarkets | Hypermarkets/Superstores (over 2500m2) | Supermarket 4616 | 23 | 9993 | 316 | 3157.788 | 537.7713 | 806.6569 | 4.7109 | 1 | 1 | 4.7109 | 4.7109
Low-grade industrial/ commercial - supermarkets | Hypermarkets/Superstores (over 2500m2) | Supermarket 4617 | 23 | 10029.89 | 316 | 3169.4452 | 539.7565 | 809.6348 | 4.7283 | 1 | 1 | 4.7283 | 4.7283
Low-grade industrial/ commercial - supermarkets | Hypermarkets/Superstores (over 2500m2) | Supermarket 4618 | 23 | 10030.63 | 316 | 3169.6791 | 539.7963 | 809.6945 | 4.7286 | 1 | 1 | 4.7286 | 4.7286
Low-grade industrial/ commercial - supermarkets | Hypermarkets/Superstores (over 2500m2) | Supermarket 4619 | 23 | 10040.2 | 316 | 3172.7032 | 540.3114 | 810.467 | 4.7331 | 1 | 1 | 4.7331 | 4.7331
Low-grade industrial/ commercial - supermarkets | Hypermarkets/Superstores (over 2500m2) | Supermarket 4620 | 23 | 10041.6 | 316 | 3173.1456 | 540.3867 | 810.58 | 4.7338 | 1 | 1 | 4.7338 | 4.7338
Low-grade industrial/ commercial - supermarkets | Hypermarkets/Superstores (over 2500m2) | Supermarket 4621 | 23 | 10046.2 | 316 | 3174.5992 | 540.6342 | 810.9514 | 4.736 | 1 | 1 | 4.736 | 4.736
Low-grade industrial/ commercial - supermarkets | Hypermarkets/Superstores (over 2500m2) | Supermarket 4622 | 23 | 10055 | 316 | 3177.38 | 541.1078 | 811.6617 | 4.7401 | 1 | 1 | 4.7401 | 4.7401
Low-grade industrial/ commercial - supermarkets | Hypermarkets/Superstores (over 2500m2) | Supermarket 4623 | 23 | 10059.9 | 316 | 3178.9284 | 541.3715 | 812.0573 | 4.7424 | 1 | 1 | 4.7424 | 4.7424
Low-grade industrial/ commercial - supermarkets | Hypermarkets/Superstores (over 2500m2) | Supermarket 4624 | 23 | 10087.55 | 316 | 3187.6658 | 542.8595 | 814.2892 | 4.7554 | 1 | 1 | 4.7554 | 4.7554
Low-grade industrial/ commercial - supermarkets | Hypermarkets/Superstores (over 2500m2) | Supermarket 4625 | 23 | 10089.33 | 316 | 3188.2283 | 542.9553 | 814.4329 | 4.7563 | 1 | 1 | 4.7563 | 4.7563
Low-grade industrial/ commercial - supermarkets | Hypermarkets/Superstores (over 2500m2) | Supermarket 4626 | 23 | 10093.5 | 316 | 3189.546 | 543.1797 | 814.7695 | 4.7583 | 1 | 1 | 4.7583 | 4.7583
Low-grade industrial/ commercial - supermarkets | Hypermarkets/Superstores (over 2500m2) | Supermarket 4627 | 23 | 10103.22 | 316 | 3192.6175 | 543.7028 | 815.5541 | 4.7628 | 1 | 1 | 4.7628 | 4.7628
Low-grade industrial/ commercial - supermarkets | Hypermarkets/Superstores (over 2500m2) | Supermarket 4628 | 23 | 10106.28 | 316 | 3193.5845 | 543.8674 | 815.8012 | 4.7643 | 1 | 1 | 4.7643 | 4.7643
Low-grade industrial/ commercial - supermarkets | Large Shops (Over 1850m2) | Supermarket 4629 | 23 | 10124.2 | 316 | 3199.2472 | 544.8318 | 817.2477 | 4.7727 | 1 | 1 | 4.7727 | 4.7727
Low-grade industrial/ commercial - supermarkets | Large Shops (Over 1850m2) | Supermarket 4630 | 23 | 10135 | 316 | 3202.66 | 545.413 | 818.1195 | 4.7778 | 1 | 1 | 4.7778 | 4.7778
Low-grade industrial/ commercial - supermarkets | Hypermarkets/Superstores (over 2500m2) | Supermarket 4631 | 23 | 10140.8 | 316 | 3204.4928 | 545.7251 | 818.5877 | 4.7806 | 1 | 1 | 4.7806 | 4.7806
Low-grade industrial/ commercial - supermarkets | Hypermarkets/Superstores (over 2500m2) | Supermarket 4632 | 23 | 10168.01 | 316 | 3213.0912 | 547.1894 | 820.7841 | 4.7934 | 1 | 1 | 4.7934 | 4.7934
Low-grade industrial/ commercial - supermarkets | Hypermarkets/Superstores (over 2500m2) | Supermarket 4633 | 23 | 10178.38 | 316 | 3216.3681 | 547.7475 | 821.6212 | 4.7983 | 1 | 1 | 4.7983 | 4.7983
Low-grade industrial/ commercial - supermarkets | Hypermarkets/Superstores (over 2500m2) | Supermarket 4634 | 23 | 10208.8 | 316 | 3225.9808 | 549.3845 | 824.0768 | 4.8126 | 1 | 1 | 4.8126 | 4.8126
Low-grade industrial/ commercial - supermarkets | Hypermarkets/Superstores (over 2500m2) | Supermarket 4635 | 23 | 10231 | 316 | 3232.996 | 550.5792 | 825.8688 | 4.8231 | 1 | 1 | 4.8231 | 4.8231
Low-grade industrial/ commercial - supermarkets | Hypermarkets/Superstores (over 2500m2) | Supermarket 4636 | 23 | 10278.3 | 316 | 3247.9428 | 553.1247 | 829.687 | 4.8454 | 1 | 1 | 4.8454 | 4.8454
Low-grade industrial/ commercial - supermarkets | Hypermarkets/Superstores (over 2500m2) | Supermarket 4637 | 23 | 10278.76 | 316 | 3248.0882 | 553.1494 | 829.7241 | 4.8456 | 1 | 1 | 4.8456 | 4.8456
Low-grade industrial/ commercial - supermarkets | Hypermarkets/Superstores (over 2500m2) | Supermarket 4638 | 23 | 10282.7 | 316 | 3249.3332 | 553.3614 | 830.0422 | 4.8474 | 1 | 1 | 4.8474 | 4.8474
Low-grade industrial/ commercial - supermarkets | Hypermarkets/Superstores (over 2500m2) | Supermarket 4639 | 23 | 10284.43 | 316 | 3249.8799 | 553.4545 | 830.1818 | 4.8483 | 1 | 1 | 4.8483 | 4.8483
Low-grade industrial/ commercial - supermarkets | Departmental and Walk Round Stores (Large) | Supermarket 4640 | 23 | 10296.24 | 316 | 3253.6118 | 554.0901 | 831.1351 | 4.8538 | 1 | 1 | 4.8538 | 4.8538
Low-grade industrial/ commercial - supermarkets | Hypermarkets/Superstores (over 2500m2) | Supermarket 4641 | 23 | 10311.11 | 316 | 3258.3108 | 554.8903 | 832.3355 | 4.8608 | 1 | 1 | 4.8608 | 4.8608
Low-grade industrial/ commercial - supermarkets | Hypermarkets/Superstores (over 2500m2) | Supermarket 4642 | 23 | 10336.05 | 316 | 3266.1918 | 556.2325 | 834.3487 | 4.8726 | 1 | 1 | 4.8726 | 4.8726
Low-grade industrial/ commercial - supermarkets | Hypermarkets/Superstores (over 2500m2) | Supermarket 4643 | 23 | 10343.84 | 316 | 3268.6534 | 556.6517 | 834.9775 | 4.8763 | 1 | 1 | 4.8763 | 4.8763
Low-grade industrial/ commercial - supermarkets | Hypermarkets/Superstores (over 2500m2) | Supermarket 4644 | 23 | 10344.09 | 316 | 3268.7324 | 556.6651 | 834.9977 | 4.8764 | 1 | 1 | 4.8764 | 4.8764
Low-grade industrial/ commercial - supermarkets | Hypermarkets/Superstores (over 2500m2) | Supermarket 4645 | 23 | 10345.55 | 316 | 3269.1938 | 556.7437 | 835.1156 | 4.8771 | 1 | 1 | 4.8771 | 4.8771
Low-grade industrial/ commercial - supermarkets | Hypermarkets/Superstores (over 2500m2) | Supermarket 4646 | 23 | 10349 | 316 | 3270.284 | 556.9294 | 835.394 | 4.8787 | 1 | 1 | 4.8787 | 4.8787
Low-grade industrial/ commercial - supermarkets | Hypermarkets/Superstores (over 2500m2) | Supermarket 4647 | 23 | 10415.15 | 316 | 3291.1874 | 560.4892 | 840.7338 | 4.9099 | 1 | 1 | 4.9099 | 4.9099
Low-grade industrial/ commercial - supermarkets | Hypermarkets/Superstores (over 2500m2) | Supermarket 4648 | 23 | 10426.46 | 316 | 3294.7614 | 561.0979 | 841.6468 | 4.9152 | 1 | 1 | 4.9152 | 4.9152
Low-grade industrial/ commercial - supermarkets | Hypermarkets/Superstores (over 2500m2) | Supermarket 4649 | 23 | 10438.5 | 316 | 3298.566 | 561.7458 | 842.6187 | 4.9209 | 1 | 1 | 4.9209 | 4.9209
Low-grade industrial/ commercial - supermarkets | Hypermarkets/Superstores (over 2500m2) | Supermarket 4650 | 23 | 10443.8 | 316 | 3300.2408 | 562.031 | 843.0465 | 4.9234 | 1 | 1 | 4.9234 | 4.9234
Low-grade industrial/ commercial - supermarkets | Hypermarkets/Superstores (over 2500m2) | Supermarket 4651 | 23 | 10458 | 316 | 3304.728 | 562.7952 | 844.1928 | 4.9301 | 1 | 1 | 4.9301 | 4.9301
Low-grade industrial/ commercial - supermarkets | Hypermarkets/Superstores (over 2500m2) | Supermarket 4652 | 23 | 10466.3 | 316 | 3307.3508 | 563.2418 | 844.8628 | 4.934 | 1 | 1 | 4.934 | 4.934
Low-grade industrial/ commercial - supermarkets | Hypermarkets/Superstores (over 2500m2) | Supermarket 4653 | 23 | 10500.52 | 316 | 3318.1643 | 565.0834 | 847.6251 | 4.9501 | 1 | 1 | 4.9501 | 4.9501
Low-grade industrial/ commercial - supermarkets | Hypermarkets/Superstores (over 2500m2) | Supermarket 4654 | 23 | 10521.52 | 316 | 3324.8003 | 566.2135 | 849.3202 | 4.96 | 1 | 1 | 4.96 | 4.96
Low-grade industrial/ commercial - supermarkets | Hypermarkets/Superstores (over 2500m2) | Supermarket 4655 | 23 | 10534.5 | 316 | 3328.902 | 566.912 | 850.368 | 4.9661 | 1 | 1 | 4.9661 | 4.9661
Low-grade industrial/ commercial - supermarkets | Hypermarkets/Superstores (over 2500m2) | Supermarket 4656 | 23 | 10557.2 | 316 | 3336.0752 | 568.1336 | 852.2004 | 4.9769 | 1 | 1 | 4.9769 | 4.9769
Low-grade industrial/ commercial - supermarkets | Hypermarkets/Superstores (over 2500m2) | Supermarket 4657 | 23 | 10559.82 | 316 | 3336.9031 | 568.2746 | 852.4119 | 4.9781 | 1 | 1 | 4.9781 | 4.9781
Low-grade industrial/ commercial - supermarkets | Hypermarkets/Superstores (over 2500m2) | Supermarket 4658 | 23 | 10560.9 | 316 | 3337.2444 | 568.3327 | 852.4991 | 4.9786 | 1 | 1 | 4.9786 | 4.9786
Low-grade industrial/ commercial - supermarkets | Hypermarkets/Superstores (over 2500m2) | Supermarket 4659 | 23 | 10563 | 316 | 3337.908 | 568.4457 | 852.6686 | 4.9796 | 1 | 1 | 4.9796 | 4.9796
Low-grade industrial/ commercial - supermarkets | Hypermarkets/Superstores (over 2500m2) | Supermarket 4660 | 23 | 10565.77 | 316 | 3338.7833 | 568.5948 | 852.8922 | 4.9809 | 1 | 1 | 4.9809 | 4.9809
Low-grade industrial/ commercial - supermarkets | Hypermarkets/Superstores (over 2500m2) | Supermarket 4661 | 23 | 10571.2 | 316 | 3340.4992 | 568.887 | 853.3305 | 4.9835 | 1 | 1 | 4.9835 | 4.9835
Low-grade industrial/ commercial - supermarkets | Hypermarkets/Superstores (over 2500m2) | Supermarket 4662 | 23 | 10572.53 | 316 | 3340.9195 | 568.9586 | 853.4379 | 4.9841 | 1 | 1 | 4.9841 | 4.9841
Low-grade industrial/ commercial - supermarkets | Hypermarkets/Superstores (over 2500m2) | Supermarket 4663 | 23 | 10596 | 316 | 3348.336 | 570.2216 | 855.3324 | 4.9951 | 1 | 1 | 4.9951 | 4.9951
Low-grade industrial/ commercial - supermarkets | Hypermarkets/Superstores (over 2500m2) | Supermarket 4664 | 23 | 10599.9 | 316 | 3349.5684 | 570.4315 | 855.6472 | 4.997 | 1 | 1 | 4.997 | 4.997
Low-grade industrial/ commercial - supermarkets | Hypermarkets/Superstores (over 2500m2) | Supermarket 4665 | 23 | 10608.6 | 316 | 3352.3176 | 570.8997 | 856.3495 | 5.0011 | 1 | 1 | 5.0011 | 5.0011
Low-grade industrial/ commercial - supermarkets | Hypermarkets/Superstores (over 2500m2) | Supermarket 4666 | 23 | 10638.5 | 316 | 3361.766 | 572.5087 | 858.7631 | 5.0152 | 1 | 1 | 5.0152 | 5.0152
Low-grade industrial/ commercial - supermarkets | Hypermarkets/Superstores (over 2500m2) | Supermarket 4667 | 23 | 10643 | 316 | 3363.188 | 572.7509 | 859.1264 | 5.0173 | 1 | 1 | 5.0173 | 5.0173
Low-grade industrial/ commercial - supermarkets | Hypermarkets/Superstores (over 2500m2) | Supermarket 4668 | 23 | 10660.66 | 316 | 3368.7686 | 573.7013 | 860.5519 | 5.0256 | 1 | 1 | 5.0256 | 5.0256
Low-grade industrial/ commercial - supermarkets | Hypermarkets/Superstores (over 2500m2) | Supermarket 4669 | 23 | 10664.3 | 316 | 3369.9188 | 573.8972 | 860.8458 | 5.0273 | 1 | 1 | 5.0273 | 5.0273
Low-grade industrial/ commercial - supermarkets | Hypermarkets/Superstores (over 2500m2) | Supermarket 4670 | 23 | 10675.7 | 316 | 3373.5212 | 574.5107 | 861.766 | 5.0327 | 1 | 1 | 5.0327 | 5.0327
Low-grade industrial/ commercial - supermarkets | Hypermarkets/Superstores (over 2500m2) | Supermarket 4671 | 23 | 10710.35 | 316 | 3384.4706 | 576.3753 | 864.563 | 5.049 | 1 | 1 | 5.049 | 5.049
Low-grade industrial/ commercial - supermarkets | Hypermarkets/Superstores (over 2500m2) | Supermarket 4672 | 23 | 10712.6 | 316 | 3385.1816 | 576.4964 | 864.7446 | 5.0501 | 1 | 1 | 5.0501 | 5.0501
Low-grade industrial/ commercial - supermarkets | Hypermarkets/Superstores (over 2500m2) | Supermarket 4673 | 23 | 10715.16 | 316 | 3385.9906 | 576.6342 | 864.9513 | 5.0513 | 1 | 1 | 5.0513 | 5.0513
Low-grade industrial/ commercial - supermarkets | Hypermarkets/Superstores (over 2500m2) | Supermarket 4674 | 23 | 10723.83 | 316 | 3388.7303 | 577.1008 | 865.6512 | 5.0554 | 1 | 1 | 5.0554 | 5.0554
Low-grade industrial/ commercial - supermarkets | Hypermarkets/Superstores (over 2500m2) | Supermarket 4675 | 23 | 10729.03 | 316 | 3390.3735 | 577.3806 | 866.0709 | 5.0579 | 1 | 1 | 5.0579 | 5.0579
Low-grade industrial/ commercial - supermarkets | Hypermarkets/Superstores (over 2500m2) | Supermarket 4676 | 23 | 10735.34 | 316 | 3392.3674 | 577.7202 | 866.5803 | 5.0608 | 1 | 1 | 5.0608 | 5.0608
Low-grade industrial/ commercial - supermarkets | Hypermarkets/Superstores (over 2500m2) | Supermarket 4677 | 23 | 10740 | 316 | 3393.84 | 577.971 | 866.9564 | 5.063 | 1 | 1 | 5.063 | 5.063
Low-grade industrial/ commercial - supermarkets | Hypermarkets/Superstores (over 2500m2) | Supermarket 4678 | 23 | 10743.55 | 316 | 3394.9618 | 578.162 | 867.243 | 5.0647 | 1 | 1 | 5.0647 | 5.0647
Low-grade industrial/ commercial - supermarkets | Hypermarkets/Superstores (over 2500m2) | Supermarket 4679 | 23 | 10754.57 | 316 | 3398.4441 | 578.755 | 868.1326 | 5.0699 | 1 | 1 | 5.0699 | 5.0699
Low-grade industrial/ commercial - supermarkets | Hypermarkets/Superstores (over 2500m2) | Supermarket 4680 | 23 | 10755.03 | 316 | 3398.5895 | 578.7798 | 868.1697 | 5.0701 | 1 | 1 | 5.0701 | 5.0701
Low-grade industrial/ commercial - supermarkets | Hypermarkets/Superstores (over 2500m2) | Supermarket 4681 | 23 | 10775 | 316 | 3404.9 | 579.8545 | 869.7817 | 5.0795 | 1 | 1 | 5.0795 | 5.0795
Low-grade industrial/ commercial - supermarkets | Hypermarkets/Superstores (over 2500m2) | Supermarket 4682 | 23 | 10783.27 | 316 | 3407.5133 | 580.2995 | 870.4493 | 5.0834 | 1 | 1 | 5.0834 | 5.0834
Low-grade industrial/ commercial - supermarkets | Hypermarkets/Superstores (over 2500m2) | Supermarket 4683 | 23 | 10789.1 | 316 | 3409.3556 | 580.6133 | 870.9199 | 5.0862 | 1 | 1 | 5.0862 | 5.0862
Low-grade industrial/ commercial - supermarkets | Hypermarkets/Superstores (over 2500m2) | Supermarket 4684 | 23 | 10796.8 | 316 | 3411.7888 | 581.0276 | 871.5414 | 5.0898 | 1 | 1 | 5.0898 | 5.0898
Low-grade industrial/ commercial - supermarkets | Hypermarkets/Superstores (over 2500m2) | Supermarket 4685 | 23 | 10798.6 | 316 | 3412.3576 | 581.1245 | 871.6867 | 5.0907 | 1 | 1 | 5.0907 | 5.0907
Low-grade industrial/ commercial - supermarkets | Hypermarkets/Superstores (over 2500m2) | Supermarket 4686 | 23 | 10834.83 | 316 | 3423.8063 | 583.0742 | 874.6113 | 5.1077 | 1 | 1 | 5.1077 | 5.1077
Low-grade industrial/ commercial - supermarkets | Hypermarkets/Superstores (over 2500m2) | Supermarket 4687 | 23 | 10842.38 | 316 | 3426.1921 | 583.4805 | 875.2208 | 5.1113 | 1 | 1 | 5.1113 | 5.1113
Low-grade industrial/ commercial - supermarkets | Hypermarkets/Superstores (over 2500m2) | Supermarket 4688 | 23 | 10849.54 | 316 | 3428.4546 | 583.8658 | 875.7987 | 5.1147 | 1 | 1 | 5.1147 | 5.1147
Low-grade industrial/ commercial - supermarkets | Hypermarkets/Superstores (over 2500m2) | Supermarket 4689 | 23 | 10870.7 | 316 | 3435.1412 | 585.0045 | 877.5068 | 5.1246 | 1 | 1 | 5.1246 | 5.1246
Low-grade industrial/ commercial - supermarkets | Hypermarkets/Superstores (over 2500m2) | Supermarket 4690 | 23 | 10878.28 | 316 | 3437.5365 | 585.4125 | 878.1187 | 5.1282 | 1 | 1 | 5.1282 | 5.1282
Low-grade industrial/ commercial - supermarkets | Hypermarkets/Superstores (over 2500m2) | Supermarket 4691 | 23 | 10891.35 | 316 | 3441.6666 | 586.1158 | 879.1737 | 5.1344 | 1 | 1 | 5.1344 | 5.1344
Low-grade industrial/ commercial - supermarkets | Hypermarkets/Superstores (over 2500m2) | Supermarket 4692 | 23 | 10903.33 | 316 | 3445.4523 | 586.7605 | 880.1408 | 5.14 | 1 | 1 | 5.14 | 5.14
Low-grade industrial/ commercial - supermarkets | Hypermarkets/Superstores (over 2500m2) | Supermarket 4693 | 23 | 10905.74 | 316 | 3446.2138 | 586.8902 | 880.3353 | 5.1412 | 1 | 1 | 5.1412 | 5.1412
Low-grade industrial/ commercial - supermarkets | Hypermarkets/Superstores (over 2500m2) | Supermarket 4694 | 23 | 10909.65 | 316 | 3447.4494 | 587.1006 | 880.6509 | 5.143 | 1 | 1 | 5.143 | 5.143
Low-grade industrial/ commercial - supermarkets | Hypermarkets/Superstores (over 2500m2) | Supermarket 4695 | 23 | 10937.83 | 316 | 3456.3543 | 588.6171 | 882.9257 | 5.1563 | 1 | 1 | 5.1563 | 5.1563
Low-grade industrial/ commercial - supermarkets | Hypermarkets/Superstores (over 2500m2) | Supermarket 4696 | 23 | 10948.8 | 316 | 3459.8208 | 589.2075 | 883.8112 | 5.1615 | 1 | 1 | 5.1615 | 5.1615
Low-grade industrial/ commercial - supermarkets | Hypermarkets/Superstores (over 2500m2) | Supermarket 4697 | 23 | 10997.58 | 316 | 3475.2353 | 591.8326 | 887.7489 | 5.1845 | 1 | 1 | 5.1845 | 5.1845
Low-grade industrial/ commercial - supermarkets | Hypermarkets/Superstores (over 2500m2) | Supermarket 4698 | 23 | 11015.1 | 316 | 3480.7716 | 592.7754 | 889.1631 | 5.1927 | 1 | 1 | 5.1927 | 5.1927
Low-grade industrial/ commercial - supermarkets | Hypermarkets/Superstores (over 2500m2) | Supermarket 4699 | 23 | 11019.3 | 316 | 3482.0988 | 593.0014 | 889.5021 | 5.1947 | 1 | 1 | 5.1947 | 5.1947
Low-grade industrial/ commercial - supermarkets | Hypermarkets/Superstores (over 2500m2) | Supermarket 4700 | 23 | 11022.26 | 316 | 3483.0342 | 593.1607 | 889.7411 | 5.1961 | 1 | 1 | 5.1961 | 5.1961
Low-grade industrial/ commercial - supermarkets | Large Shops (Over 1850m2) | Supermarket 4701 | 23 | 11023.9 | 316 | 3483.5524 | 593.249 | 889.8735 | 5.1969 | 1 | 1 | 5.1969 | 5.1969
Low-grade industrial/ commercial - supermarkets | Hypermarkets/Superstores (over 2500m2) | Supermarket 4702 | 23 | 11045.84 | 316 | 3490.4854 | 594.4297 | 891.6445 | 5.2072 | 1 | 1 | 5.2072 | 5.2072
Low-grade industrial/ commercial - supermarkets | Hypermarkets/Superstores (over 2500m2) | Supermarket 4703 | 23 | 11058.5 | 316 | 3494.486 | 595.111 | 892.6664 | 5.2132 | 1 | 1 | 5.2132 | 5.2132
Low-grade industrial/ commercial - supermarkets | Hypermarkets/Superstores (over 2500m2) | Supermarket 4704 | 23 | 11080.625 | 316 | 3501.4775 | 596.3016 | 894.4524 | 5.2236 | 1 | 1 | 5.2236 | 5.2236
Low-grade industrial/ commercial - supermarkets | Hypermarkets/Superstores (over 2500m2) | Supermarket 4705 | 23 | 11088.1 | 316 | 3503.8396 | 596.7039 | 895.0558 | 5.2271 | 1 | 1 | 5.2271 | 5.2271
Low-grade industrial/ commercial - supermarkets | Hypermarkets/Superstores (over 2500m2) | Supermarket 4706 | 23 | 11090.42 | 316 | 3504.5727 | 596.8287 | 895.2431 | 5.2282 | 1 | 1 | 5.2282 | 5.2282
Low-grade industrial/ commercial - supermarkets | Hypermarkets/Superstores (over 2500m2) | Supermarket 4707 | 23 | 11113.4 | 316 | 3511.8344 | 598.0654 | 897.0981 | 5.2391 | 1 | 1 | 5.2391 | 5.2391
Low-grade industrial/ commercial - supermarkets | Departmental and Walk Round Stores (Large) | Supermarket 4708 | 23 | 11128.5 | 316 | 3516.606 | 598.878 | 898.317 | 5.2462 | 1 | 1 | 5.2462 | 5.2462
Low-grade industrial/ commercial - supermarkets | Hypermarkets/Superstores (over 2500m2) | Supermarket 4709 | 23 | 11131.5 | 316 | 3517.554 | 599.0394 | 898.5592 | 5.2476 | 1 | 1 | 5.2476 | 5.2476
Low-grade industrial/ commercial - supermarkets | Hypermarkets/Superstores (over 2500m2) | Supermarket 4710 | 23 | 11159.04 | 316 | 3526.2566 | 600.5215 | 900.7823 | 5.2606 | 1 | 1 | 5.2606 | 5.2606
Low-grade industrial/ commercial - supermarkets | Hypermarkets/Superstores (over 2500m2) | Supermarket 4711 | 23 | 11179 | 316 | 3532.564 | 601.5956 | 902.3935 | 5.27 | 1 | 1 | 5.27 | 5.27
Low-grade industrial/ commercial - supermarkets | Hypermarkets/Superstores (over 2500m2) | Supermarket 4712 | 23 | 11205.57 | 316 | 3540.9601 | 603.0255 | 904.5383 | 5.2825 | 1 | 1 | 5.2825 | 5.2825
Low-grade industrial/ commercial - supermarkets | Hypermarkets/Superstores (over 2500m2) | Supermarket 4713 | 23 | 11212.02 | 316 | 3542.9983 | 603.3726 | 905.0589 | 5.2855 | 1 | 1 | 5.2855 | 5.2855
Low-grade industrial/ commercial - supermarkets | Hypermarkets/Superstores (over 2500m2) | Supermarket 4714 | 23 | 11251.6 | 316 | 3555.5056 | 605.5026 | 908.2539 | 5.3042 | 1 | 1 | 5.3042 | 5.3042
Low-grade industrial/ commercial - supermarkets | Hypermarkets/Superstores (over 2500m2) | Supermarket 4715 | 23 | 11275.05 | 316 | 3562.9158 | 606.7646 | 910.1468 | 5.3153 | 1 | 1 | 5.3153 | 5.3153
Low-grade industrial/ commercial - supermarkets | Hypermarkets/Superstores (over 2500m2) | Supermarket 4716 | 23 | 11275.8 | 316 | 3563.1528 | 606.8049 | 910.2074 | 5.3156 | 1 | 1 | 5.3156 | 5.3156
Low-grade industrial/ commercial - supermarkets | Hypermarkets/Superstores (over 2500m2) | Supermarket 4717 | 23 | 11289.41 | 316 | 3567.4536 | 607.5373 | 911.306 | 5.322 | 1 | 1 | 5.322 | 5.322
Low-grade industrial/ commercial - supermarkets | Hypermarkets/Superstores (over 2500m2) | Supermarket 4718 | 23 | 11290.6 | 316 | 3567.8296 | 607.6014 | 911.4021 | 5.3226 | 1 | 1 | 5.3226 | 5.3226
Low-grade industrial/ commercial - supermarkets | Hypermarkets/Superstores (over 2500m2) | Supermarket 4719 | 23 | 11316.37 | 316 | 3575.9729 | 608.9882 | 913.4823 | 5.3347 | 1 | 1 | 5.3347 | 5.3347
Low-grade industrial/ commercial - supermarkets | Hypermarkets/Superstores (over 2500m2) | Supermarket 4720 | 23 | 11343.5 | 316 | 3584.546 | 610.4482 | 915.6723 | 5.3475 | 1 | 1 | 5.3475 | 5.3475
Low-grade industrial/ commercial - supermarkets | Hypermarkets/Superstores (over 2500m2) | Supermarket 4721 | 23 | 11351.31 | 316 | 3587.014 | 610.8685 | 916.3027 | 5.3512 | 1 | 1 | 5.3512 | 5.3512
Low-grade industrial/ commercial - supermarkets | Hypermarkets/Superstores (over 2500m2) | Supermarket 4722 | 23 | 11364.9 | 316 | 3591.3084 | 611.5998 | 917.3997 | 5.3576 | 1 | 1 | 5.3576 | 5.3576
Low-grade industrial/ commercial - supermarkets | Hypermarkets/Superstores (over 2500m2) | Supermarket 4723 | 23 | 11366.9 | 316 | 3591.9404 | 611.7075 | 917.5612 | 5.3586 | 1 | 1 | 5.3586 | 5.3586
Low-grade industrial/ commercial - supermarkets | Hypermarkets/Superstores (over 2500m2) | Supermarket 4724 | 23 | 11385 | 316 | 3597.66 | 612.6815 | 919.0222 | 5.3671 | 1 | 1 | 5.3671 | 5.3671
Low-grade industrial/ commercial - supermarkets | Hypermarkets/Superstores (over 2500m2) | Supermarket 4725 | 23 | 11386.02 | 316 | 3597.9823 | 612.7364 | 919.1046 | 5.3676 | 1 | 1 | 5.3676 | 5.3676
Low-grade industrial/ commercial - supermarkets | Hypermarkets/Superstores (over 2500m2) | Supermarket 4726 | 23 | 11398.6 | 316 | 3601.9576 | 613.4134 | 920.1201 | 5.3735 | 1 | 1 | 5.3735 | 5.3735
Low-grade industrial/ commercial - supermarkets | Hypermarkets/Superstores (over 2500m2) | Supermarket 4727 | 23 | 11413.95 | 316 | 3606.8082 | 614.2394 | 921.3592 | 5.3807 | 1 | 1 | 5.3807 | 5.3807
Low-grade industrial/ commercial - supermarkets | Hypermarkets/Superstores (over 2500m2) | Supermarket 4728 | 23 | 11426.53 | 316 | 3610.7835 | 614.9164 | 922.3746 | 5.3867 | 1 | 1 | 5.3867 | 5.3867
Low-grade industrial/ commercial - supermarkets | Hypermarkets/Superstores (over 2500m2) | Supermarket 4729 | 23 | 11426.95 | 316 | 3610.9162 | 614.939 | 922.4085 | 5.3869 | 1 | 1 | 5.3869 | 5.3869
Low-grade industrial/ commercial - supermarkets | Hypermarkets/Superstores (over 2500m2) | Supermarket 4730 | 23 | 11449.42 | 316 | 3618.0167 | 616.1482 | 924.2224 | 5.3975 | 1 | 1 | 5.3975 | 5.3975
Low-grade industrial/ commercial - supermarkets | Hypermarkets/Superstores (over 2500m2) | Supermarket 4731 | 23 | 11453.11 | 316 | 3619.1828 | 616.3468 | 924.5202 | 5.3992 | 1 | 1 | 5.3992 | 5.3992
Low-grade industrial/ commercial - supermarkets | Hypermarkets/Superstores (over 2500m2) | Supermarket 4732 | 23 | 11462.93 | 316 | 3622.2859 | 616.8753 | 925.3129 | 5.4038 | 1 | 1 | 5.4038 | 5.4038
Low-grade industrial/ commercial - supermarkets | Hypermarkets/Superstores (over 2500m2) | Supermarket 4733 | 23 | 11486.73 | 316 | 3629.8067 | 618.1561 | 927.2341 | 5.415 | 1 | 1 | 5.415 | 5.415
Low-grade industrial/ commercial - supermarkets | Hypermarkets/Superstores (over 2500m2) | Supermarket 4734 | 23 | 11572.1 | 316 | 3656.7836 | 622.7502 | 934.1254 | 5.4553 | 1 | 1 | 5.4553 | 5.4553
Low-grade industrial/ commercial - supermarkets | Hypermarkets/Superstores (over 2500m2) | Supermarket 4735 | 23 | 11572.63 | 316 | 3656.9511 | 622.7788 | 934.1682 | 5.4555 | 1 | 1 | 5.4555 | 5.4555
Low-grade industrial/ commercial - supermarkets | Hypermarkets/Superstores (over 2500m2) | Supermarket 4736 | 23 | 11580.14 | 316 | 3659.3242 | 623.1829 | 934.7744 | 5.4591 | 1 | 1 | 5.4591 | 5.4591
Low-grade industrial/ commercial - supermarkets | Hypermarkets/Superstores (over 2500m2) | Supermarket 4737 | 23 | 11589.1 | 316 | 3662.1556 | 623.6651 | 935.4976 | 5.4633 | 1 | 1 | 5.4633 | 5.4633
Low-grade industrial/ commercial - supermarkets | Hypermarkets/Superstores (over 2500m2) | Supermarket 4738 | 23 | 11600.51 | 316 | 3665.7612 | 624.2791 | 936.4187 | 5.4687 | 1 | 1 | 5.4687 | 5.4687
Low-grade industrial/ commercial - supermarkets | Hypermarkets/Superstores (over 2500m2) | Supermarket 4739 | 23 | 11608 | 316 | 3668.128 | 624.6822 | 937.0233 | 5.4722 | 1 | 1 | 5.4722 | 5.4722
Low-grade industrial/ commercial - supermarkets | Hypermarkets/Superstores (over 2500m2) | Supermarket 4740 | 23 | 11619.2 | 316 | 3671.6672 | 625.2849 | 937.9274 | 5.4775 | 1 | 1 | 5.4775 | 5.4775
Low-grade industrial/ commercial - supermarkets | Hypermarkets/Superstores (over 2500m2) | Supermarket 4741 | 23 | 11628 | 316 | 3674.448 | 625.7585 | 938.6377 | 5.4816 | 1 | 1 | 5.4816 | 5.4816
Low-grade industrial/ commercial - supermarkets | Hypermarkets/Superstores (over 2500m2) | Supermarket 4742 | 23 | 11643.3 | 316 | 3679.2828 | 626.5819 | 939.8728 | 5.4889 | 1 | 1 | 5.4889 | 5.4889
Low-grade industrial/ commercial - supermarkets | Large Shops (Over 1850m2) | Supermarket 4743 | 23 | 11668.6 | 316 | 3687.2776 | 627.9434 | 941.9151 | 5.5008 | 1 | 1 | 5.5008 | 5.5008
Low-grade industrial/ commercial - supermarkets | Hypermarkets/Superstores (over 2500m2) | Supermarket 4744 | 23 | 11685.1 | 316 | 3692.4916 | 628.8313 | 943.247 | 5.5086 | 1 | 1 | 5.5086 | 5.5086
Low-grade industrial/ commercial - supermarkets | Hypermarkets/Superstores (over 2500m2) | Supermarket 4745 | 23 | 11686.26 | 316 | 3692.8582 | 628.8937 | 943.3406 | 5.5091 | 1 | 1 | 5.5091 | 5.5091
Low-grade industrial/ commercial - supermarkets | Hypermarkets/Superstores (over 2500m2) | Supermarket 4746 | 23 | 11721.2 | 316 | 3703.8992 | 630.774 | 946.1611 | 5.5256 | 1 | 1 | 5.5256 | 5.5256
Low-grade industrial/ commercial - supermarkets | Hypermarkets/Superstores (over 2500m2) | Supermarket 4747 | 23 | 11733.96 | 316 | 3707.9314 | 631.4607 | 947.1911 | 5.5316 | 1 | 1 | 5.5316 | 5.5316
Low-grade industrial/ commercial - supermarkets | Hypermarkets/Superstores (over 2500m2) | Supermarket 4748 | 23 | 11739.81 | 316 | 3709.78 | 631.7755 | 947.6633 | 5.5344 | 1 | 1 | 5.5344 | 5.5344
Low-grade industrial/ commercial - supermarkets | Hypermarkets/Superstores (over 2500m2) | Supermarket 4749 | 23 | 11750 | 316 | 3713 | 632.3239 | 948.4859 | 5.5392 | 1 | 1 | 5.5392 | 5.5392
Low-grade industrial/ commercial - supermarkets | Hypermarkets/Superstores (over 2500m2) | Supermarket 4750 | 23 | 11753.52 | 316 | 3714.1123 | 632.5133 | 948.77 | 5.5408 | 1 | 1 | 5.5408 | 5.5408
Low-grade industrial/ commercial - supermarkets | Hypermarkets/Superstores (over 2500m2) | Supermarket 4751 | 23 | 11785.48 | 316 | 3724.2117 | 634.2332 | 951.3499 | 5.5559 | 1 | 1 | 5.5559 | 5.5559
Low-grade industrial/ commercial - supermarkets | Hypermarkets/Superstores (over 2500m2) | Supermarket 4752 | 23 | 11787.3 | 316 | 3724.7868 | 634.3312 | 951.4968 | 5.5567 | 1 | 1 | 5.5567 | 5.5567
Low-grade industrial/ commercial - supermarkets | Hypermarkets/Superstores (over 2500m2) | Supermarket 4753 | 23 | 11854.34 | 316 | 3745.9714 | 637.9389 | 956.9084 | 5.5883 | 1 | 1 | 5.5883 | 5.5883
Low-grade industrial/ commercial - supermarkets | Hypermarkets/Superstores (over 2500m2) | Supermarket 4754 | 23 | 11857.25 | 316 | 3746.891 | 638.0955 | 957.1433 | 5.5897 | 1 | 1 | 5.5897 | 5.5897
Low-grade industrial/ commercial - supermarkets | Hypermarkets/Superstores (over 2500m2) | Supermarket 4755 | 23 | 11865.3 | 316 | 3749.4348 | 638.5287 | 957.7931 | 5.5935 | 1 | 1 | 5.5935 | 5.5935
Low-grade industrial/ commercial - supermarkets | Hypermarkets/Superstores (over 2500m2) | Supermarket 4756 | 23 | 11879.09 | 316 | 3753.7924 | 639.2709 | 958.9063 | 5.6 | 1 | 1 | 5.6 | 5.6
Low-grade industrial/ commercial - supermarkets | Hypermarkets/Superstores (over 2500m2) | Supermarket 4757 | 23 | 11933.35 | 316 | 3770.9386 | 642.1908 | 963.2863 | 5.6256 | 1 | 1 | 5.6256 | 5.6256
Low-grade industrial/ commercial - supermarkets | Large Food Stores (750 - 2500m2) | Supermarket 4758 | 23 | 11947.3 | 316 | 3775.3468 | 642.9416 | 964.4123 | 5.6322 | 1 | 1 | 5.6322 | 5.6322
Low-grade industrial/ commercial - supermarkets | Hypermarkets/Superstores (over 2500m2) | Supermarket 4759 | 23 | 11978.11 | 316 | 3785.0828 | 644.5996 | 966.8994 | 5.6467 | 1 | 1 | 5.6467 | 5.6467
Low-grade industrial/ commercial - supermarkets | Hypermarkets/Superstores (over 2500m2) | Supermarket 4760 | 23 | 11989.65 | 316 | 3788.7294 | 645.2206 | 967.8309 | 5.6521 | 1 | 1 | 5.6521 | 5.6521
Low-grade industrial/ commercial - supermarkets | Hypermarkets/Superstores (over 2500m2) | Supermarket 4761 | 23 | 12044.6 | 316 | 3806.0936 | 648.1777 | 972.2666 | 5.678 | 1 | 1 | 5.678 | 5.678
Low-grade industrial/ commercial - supermarkets | Hypermarkets/Superstores (over 2500m2) | Supermarket 4762 | 23 | 12058.41 | 316 | 3810.4576 | 648.9209 | 973.3814 | 5.6845 | 1 | 1 | 5.6845 | 5.6845
Low-grade industrial/ commercial - supermarkets | Hypermarkets/Superstores (over 2500m2) | Supermarket 4763 | 23 | 12075.5 | 316 | 3815.858 | 649.8406 | 974.7609 | 5.6926 | 1 | 1 | 5.6926 | 5.6926
Low-grade industrial/ commercial - supermarkets | Hypermarkets/Superstores (over 2500m2) | Supermarket 4764 | 23 | 12080.84 | 316 | 3817.5454 | 650.128 | 975.192 | 5.6951 | 1 | 1 | 5.6951 | 5.6951
Low-grade industrial/ commercial - supermarkets | Hypermarkets/Superstores (over 2500m2) | Supermarket 4765 | 23 | 12117.55 | 316 | 3829.1458 | 652.1035 | 978.1553 | 5.7124 | 1 | 1 | 5.7124 | 5.7124
Low-grade industrial/ commercial - supermarkets | Large Shops (Over 1850m2) | Supermarket 4766 | 23 | 12120.78 | 316 | 3830.1665 | 652.2774 | 978.416 | 5.7139 | 1 | 1 | 5.7139 | 5.7139
Low-grade industrial/ commercial - supermarkets | Hypermarkets/Superstores (over 2500m2) | Supermarket 4767 | 23 | 12138.675 | 316 | 3835.8213 | 653.2404 | 979.8606 | 5.7224 | 1 | 1 | 5.7224 | 5.7224
Low-grade industrial/ commercial - supermarkets | Hypermarkets/Superstores (over 2500m2) | Supermarket 4768 | 23 | 12162.44 | 316 | 3843.331 | 654.5193 | 981.7789 | 5.7336 | 1 | 1 | 5.7336 | 5.7336
Low-grade industrial/ commercial - supermarkets | Hypermarkets/Superstores (over 2500m2) | Supermarket 4769 | 23 | 12216.18 | 316 | 3860.3129 | 657.4113 | 986.1169 | 5.7589 | 1 | 1 | 5.7589 | 5.7589
Low-grade industrial/ commercial - supermarkets | Hypermarkets/Superstores (over 2500m2) | Supermarket 4770 | 23 | 12278.65 | 316 | 3880.0534 | 660.7731 | 991.1596 | 5.7884 | 1 | 1 | 5.7884 | 5.7884
Low-grade industrial/ commercial - supermarkets | Hypermarkets/Superstores (over 2500m2) | Supermarket 4771 | 23 | 12287.63 | 316 | 3882.8911 | 661.2564 | 991.8845 | 5.7926 | 1 | 1 | 5.7926 | 5.7926
Low-grade industrial/ commercial - supermarkets | Hypermarkets/Superstores (over 2500m2) | Supermarket 4772 | 23 | 12306.62 | 316 | 3888.8919 | 662.2783 | 993.4174 | 5.8016 | 1 | 1 | 5.8016 | 5.8016
Low-grade industrial/ commercial - supermarkets | Hypermarkets/Superstores (over 2500m2) | Supermarket 4773 | 23 | 12342.05 | 316 | 3900.0878 | 664.185 | 996.2774 | 5.8183 | 1 | 1 | 5.8183 | 5.8183
Low-grade industrial/ commercial - supermarkets | Hypermarkets/Superstores (over 2500m2) | Supermarket 4774 | 23 | 12359.78 | 316 | 3905.6905 | 665.1391 | 997.7086 | 5.8266 | 1 | 1 | 5.8266 | 5.8266
Low-grade industrial/ commercial - supermarkets | Hypermarkets/Superstores (over 2500m2) | Supermarket 4775 | 23 | 12365 | 316 | 3907.34 | 665.42 | 998.13 | 5.8291 | 1 | 1 | 5.8291 | 5.8291
Low-grade industrial/ commercial - supermarkets | Retail Warehouses and Foodstores | Supermarket 4776 | 23 | 12383.2 | 316 | 3913.0912 | 666.3994 | 999.5991 | 5.8377 | 1 | 1 | 5.8377 | 5.8377
Low-grade industrial/ commercial - supermarkets | Hypermarkets/Superstores (over 2500m2) | Supermarket 4777 | 23 | 12398.65 | 316 | 3917.9734 | 667.2309 | 1000.8463 | 5.8449 | 1 | 1 | 5.8449 | 5.8449
Low-grade industrial/ commercial - supermarkets | Hypermarkets/Superstores (over 2500m2) | Supermarket 4778 | 23 | 12431.02 | 316 | 3928.2023 | 668.9729 | 1003.4593 | 5.8602 | 1 | 1 | 5.8602 | 5.8602
Low-grade industrial/ commercial - supermarkets | Large Shops (Over 1850m2) | Supermarket 4779 | 23 | 12433.5 | 316 | 3928.986 | 669.1063 | 1003.6595 | 5.8614 | 1 | 1 | 5.8614 | 5.8614
Low-grade industrial/ commercial - supermarkets | Hypermarkets/Superstores (over 2500m2) | Supermarket 4780 | 23 | 12471.04 | 316 | 3940.8486 | 671.1265 | 1006.6898 | 5.8791 | 1 | 1 | 5.8791 | 5.8791
Low-grade industrial/ commercial - supermarkets | Large Shops (Over 1850m2) | Supermarket 4781 | 23 | 12491.01 | 316 | 3947.1592 | 672.2012 | 1008.3018 | 5.8885 | 1 | 1 | 5.8885 | 5.8885
Low-grade industrial/ commercial - supermarkets | Hypermarkets/Superstores (over 2500m2) | Supermarket 4782 | 23 | 12563.6 | 316 | 3970.0976 | 676.1076 | 1014.1614 | 5.9227 | 1 | 1 | 5.9227 | 5.9227
Low-grade industrial/ commercial - supermarkets | Hypermarkets/Superstores (over 2500m2) | Supermarket 4783 | 23 | 12586.6 | 316 | 3977.3656 | 677.3454 | 1016.018 | 5.9335 | 1 | 1 | 5.9335 | 5.9335
Low-grade industrial/ commercial - supermarkets | Hypermarkets/Superstores (over 2500m2) | Supermarket 4784 | 23 | 12601 | 316 | 3981.916 | 678.1203 | 1017.1804 | 5.9403 | 1 | 1 | 5.9403 | 5.9403
Low-grade industrial/ commercial - supermarkets | Hypermarkets/Superstores (over 2500m2) | Supermarket 4785 | 23 | 12783.71 | 316 | 4039.6524 | 687.9528 | 1031.9292 | 6.0265 | 1 | 1 | 6.0265 | 6.0265
Low-grade industrial/ commercial - supermarkets | Hypermarkets/Superstores (over 2500m2) | Supermarket 4786 | 23 | 12800.53 | 316 | 4044.9675 | 688.858 | 1033.2869 | 6.0344 | 1 | 1 | 6.0344 | 6.0344
Low-grade industrial/ commercial - supermarkets | Hypermarkets/Superstores (over 2500m2) | Supermarket 4787 | 23 | 12801.7 | 316 | 4045.3372 | 688.9209 | 1033.3814 | 6.0349 | 1 | 1 | 6.0349 | 6.0349
Low-grade industrial/ commercial - supermarkets | Hypermarkets/Superstores (over 2500m2) | Supermarket 4788 | 23 | 12833.4 | 316 | 4055.3544 | 690.6269 | 1035.9403 | 6.0499 | 1 | 1 | 6.0499 | 6.0499
Low-grade industrial/ commercial - supermarkets | Hypermarkets/Superstores (over 2500m2) | Supermarket 4789 | 23 | 12882.63 | 316 | 4070.9111 | 693.2762 | 1039.9142 | 6.0731 | 1 | 1 | 6.0731 | 6.0731
Low-grade industrial/ commercial - supermarkets | Hypermarkets/Superstores (over 2500m2) | Supermarket 4790 | 23 | 12961.2 | 316 | 4095.7392 | 697.5044 | 1046.2566 | 6.1101 | 1 | 1 | 6.1101 | 6.1101
Low-grade industrial/ commercial - supermarkets | Hypermarkets/Superstores (over 2500m2) | Supermarket 4791 | 23 | 12972.1 | 316 | 4099.1836 | 698.091 | 1047.1365 | 6.1153 | 1 | 1 | 6.1153 | 6.1153
Low-grade industrial/ commercial - supermarkets | Hypermarkets/Superstores (over 2500m2) | Supermarket 4792 | 23 | 13011.5 | 316 | 4111.634 | 700.2113 | 1050.3169 | 6.1339 | 1 | 1 | 6.1339 | 6.1339
Low-grade industrial/ commercial - supermarkets | Hypermarkets/Superstores (over 2500m2) | Supermarket 4793 | 23 | 13026.01 | 316 | 4116.2192 | 700.9921 | 1051.4882 | 6.1407 | 1 | 1 | 6.1407 | 6.1407
Low-grade industrial/ commercial - supermarkets | Large Shops (Over 1850m2) | Supermarket 4794 | 23 | 13055.9 | 316 | 4125.6644 | 702.6006 | 1053.901 | 6.1548 | 1 | 1 | 6.1548 | 6.1548
Low-grade industrial/ commercial - supermarkets | Hypermarkets/Superstores (over 2500m2) | Supermarket 4795 | 23 | 13118.5 | 316 | 4145.446 | 705.9695 | 1058.9542 | 6.1843 | 1 | 1 | 6.1843 | 6.1843
Low-grade industrial/ commercial - supermarkets | Large Shops (Over 1850m2) | Supermarket 4796 | 23 | 13122.55 | 316 | 4146.7258 | 706.1874 | 1059.2811 | 6.1862 | 1 | 1 | 6.1862 | 6.1862
Low-grade industrial/ commercial - supermarkets | Hypermarkets/Superstores (over 2500m2) | Supermarket 4797 | 23 | 13215.88 | 316 | 4176.2181 | 711.2099 | 1066.8149 | 6.2302 | 1 | 1 | 6.2302 | 6.2302
Low-grade industrial/ commercial - supermarkets | Hypermarkets/Superstores (over 2500m2) | Supermarket 4798 | 23 | 13335.14 | 316 | 4213.9042 | 717.6279 | 1076.4418 | 6.2864 | 1 | 1 | 6.2864 | 6.2864
Low-grade industrial/ commercial - supermarkets | Hypermarkets/Superstores (over 2500m2) | Supermarket 4799 | 23 | 13451.56 | 316 | 4250.693 | 723.893 | 1085.8395 | 6.3413 | 1 | 1 | 6.3413 | 6.3413
Low-grade industrial/ commercial - supermarkets | Hypermarkets/Superstores (over 2500m2) | Supermarket 4800 | 23 | 13467.07 | 316 | 4255.5941 | 724.7277 | 1087.0915 | 6.3486 | 1 | 1 | 6.3486 | 6.3486
Low-grade industrial/ commercial - supermarkets | Hypermarkets/Superstores (over 2500m2) | Supermarket 4801 | 23 | 13598 | 316 | 4296.968 | 731.7737 | 1097.6605 | 6.4103 | 1 | 1 | 6.4103 | 6.4103
Low-grade industrial/ commercial - supermarkets | Hypermarkets/Superstores (over 2500m2) | Supermarket 4802 | 23 | 13646.84 | 316 | 4312.4014 | 734.402 | 1101.6029 | 6.4334 | 1 | 1 | 6.4334 | 6.4334
Low-grade industrial/ commercial - supermarkets | Hypermarkets/Superstores (over 2500m2) | Supermarket 4803 | 23 | 13668.82 | 316 | 4319.3471 | 735.5848 | 1103.3772 | 6.4437 | 1 | 1 | 6.4437 | 6.4437
Low-grade industrial/ commercial - supermarkets | Hypermarkets/Superstores (over 2500m2) | Supermarket 4804 | 23 | 13677.3 | 316 | 4322.0268 | 736.0412 | 1104.0617 | 6.4477 | 1 | 1 | 6.4477 | 6.4477
Low-grade industrial/ commercial - supermarkets | Hypermarkets/Superstores (over 2500m2) | Supermarket 4805 | 23 | 13696.87 | 316 | 4328.2109 | 737.0943 | 1105.6415 | 6.4569 | 1 | 1 | 6.4569 | 6.4569
Low-grade industrial/ commercial - supermarkets | Hypermarkets/Superstores (over 2500m2) | Supermarket 4806 | 23 | 13764.84 | 316 | 4349.6894 | 740.7521 | 1111.1282 | 6.489 | 1 | 1 | 6.489 | 6.489
Low-grade industrial/ commercial - supermarkets | Hypermarkets/Superstores (over 2500m2) | Supermarket 4807 | 23 | 13780.2 | 316 | 4354.5432 | 741.5787 | 1112.3681 | 6.4962 | 1 | 1 | 6.4962 | 6.4962
Low-grade industrial/ commercial - supermarkets | Hypermarkets/Superstores (over 2500m2) | Supermarket 4808 | 23 | 13820.32 | 316 | 4367.2211 | 743.7378 | 1115.6066 | 6.5151 | 1 | 1 | 6.5151 | 6.5151
Low-grade industrial/ commercial - supermarkets | Hypermarkets/Superstores (over 2500m2) | Supermarket 4809 | 23 | 13830.59 | 316 | 4370.4664 | 744.2904 | 1116.4357 | 6.52 | 1 | 1 | 6.52 | 6.52
Low-grade industrial/ commercial - supermarkets | Hypermarkets/Superstores (over 2500m2) | Supermarket 4810 | 23 | 13870 | 316 | 4382.92 | 746.4113 | 1119.6169 | 6.5386 | 1 | 1 | 6.5386 | 6.5386
Low-grade industrial/ commercial - supermarkets | Large Shops (Over 1850m2) | Supermarket 4811 | 23 | 13910.29 | 316 | 4395.6516 | 748.5795 | 1122.8692 | 6.5576 | 1 | 1 | 6.5576 | 6.5576
Low-grade industrial/ commercial - supermarkets | Hypermarkets/Superstores (over 2500m2) | Supermarket 4812 | 23 | 13926.9 | 316 | 4400.9004 | 749.4733 | 1124.21 | 6.5654 | 1 | 1 | 6.5654 | 6.5654
Low-grade industrial/ commercial - supermarkets | Hypermarkets/Superstores (over 2500m2) | Supermarket 4813 | 23 | 13947.7 | 316 | 4407.4732 | 750.5927 | 1125.889 | 6.5752 | 1 | 1 | 6.5752 | 6.5752
Low-grade industrial/ commercial - supermarkets | Hypermarkets/Superstores (over 2500m2) | Supermarket 4814 | 23 | 13965.2 | 316 | 4413.0032 | 751.5344 | 1127.3017 | 6.5834 | 1 | 1 | 6.5834 | 6.5834
Low-grade industrial/ commercial - supermarkets | Hypermarkets/Superstores (over 2500m2) | Supermarket 4815 | 23 | 14021.15 | 316 | 4430.6834 | 754.5454 | 1131.8181 | 6.6098 | 1 | 1 | 6.6098 | 6.6098
Low-grade industrial/ commercial - supermarkets | Hypermarkets/Superstores (over 2500m2) | Supermarket 4816 | 23 | 14073.59 | 316 | 4447.2544 | 757.3674 | 1136.0511 | 6.6345 | 1 | 1 | 6.6345 | 6.6345
Low-grade industrial/ commercial - supermarkets | Hypermarkets/Superstores (over 2500m2) | Supermarket 4817 | 23 | 14103.2 | 316 | 4456.6112 | 758.9609 | 1138.4413 | 6.6485 | 1 | 1 | 6.6485 | 6.6485
Low-grade industrial/ commercial - supermarkets | Hypermarkets/Superstores (over 2500m2) | Supermarket 4818 | 23 | 14309.08 | 316 | 4521.6693 | 770.0403 | 1155.0604 | 6.7456 | 1 | 1 | 6.7456 | 6.7456
Low-grade industrial/ commercial - supermarkets | Hypermarkets/Superstores (over 2500m2) | Supermarket 4819 | 23 | 14340.4 | 316 | 4531.5664 | 771.7258 | 1157.5886 | 6.7603 | 1 | 1 | 6.7603 | 6.7603
Low-grade industrial/ commercial - supermarkets | Hypermarkets/Superstores (over 2500m2) | Supermarket 4820 | 23 | 14454.11 | 316 | 4567.4988 | 777.845 | 1166.7676 | 6.8139 | 1 | 1 | 6.8139 | 6.8139
Low-grade industrial/ commercial - supermarkets | Hypermarkets/Superstores (over 2500m2) | Supermarket 4821 | 23 | 14524.7 | 316 | 4589.8052 | 781.6438 | 1172.4657 | 6.8472 | 1 | 1 | 6.8472 | 6.8472
Low-grade industrial/ commercial - supermarkets | Large Shops (Over 1850m2) | Supermarket 4822 | 23 | 14697.6 | 316 | 4644.4416 | 790.9484 | 1186.4226 | 6.9287 | 1 | 1 | 6.9287 | 6.9287
Low-grade industrial/ commercial - supermarkets | Hypermarkets/Superstores (over 2500m2) | Supermarket 4823 | 23 | 14905 | 316 | 4709.98 | 802.1096 | 1203.1644 | 7.0265 | 1 | 1 | 7.0265 | 7.0265
Low-grade industrial/ commercial - supermarkets | Hypermarkets/Superstores (over 2500m2) | Supermarket 4824 | 23 | 14924.82 | 316 | 4716.2431 | 803.1762 | 1204.7643 | 7.0358 | 1 | 1 | 7.0358 | 7.0358
Low-grade industrial/ commercial - supermarkets | Hypermarkets/Superstores (over 2500m2) | Supermarket 4825 | 23 | 15016.83 | 316 | 4745.3183 | 808.1277 | 1212.1916 | 7.0792 | 1 | 1 | 7.0792 | 7.0792
Low-grade industrial/ commercial - supermarkets | Retail Warehouses and Foodstores | Supermarket 4826 | 23 | 15068.13 | 316 | 4761.5291 | 810.8884 | 1216.3326 | 7.1034 | 1 | 1 | 7.1034 | 7.1034
Low-grade industrial/ commercial - supermarkets | Large Shops (Over 1850m2) | Supermarket 4827 | 23 | 15157 | 316 | 4789.612 | 815.6709 | 1223.5064 | 7.1453 | 1 | 1 | 7.1453 | 7.1453
Low-grade industrial/ commercial - supermarkets | Hypermarkets/Superstores (over 2500m2) | Supermarket 4828 | 23 | 15267.5 | 316 | 4824.53 | 821.6175 | 1232.4262 | 7.1974 | 1 | 1 | 7.1974 | 7.1974
Low-grade industrial/ commercial - supermarkets | Hypermarkets/Superstores (over 2500m2) | Supermarket 4829 | 23 | 15701.3 | 316 | 4961.6108 | 844.9623 | 1267.4435 | 7.4019 | 1 | 1 | 7.4019 | 7.4019
Low-grade industrial/ commercial - supermarkets | Hypermarkets/Superstores (over 2500m2) | Supermarket 4830 | 23 | 15812 | 316 | 4996.592 | 850.9196 | 1276.3794 | 7.4541 | 1 | 1 | 7.4541 | 7.4541
Low-grade industrial/ commercial - supermarkets | Hypermarkets/Superstores (over 2500m2) | Supermarket 4831 | 23 | 15838.5 | 316 | 5004.966 | 852.3457 | 1278.5186 | 7.4665 | 1 | 1 | 7.4665 | 7.4665
Low-grade industrial/ commercial - supermarkets | Hypermarkets/Superstores (over 2500m2) | Supermarket 4832 | 23 | 15841.1 | 316 | 5005.7876 | 852.4856 | 1278.7284 | 7.4678 | 1 | 1 | 7.4678 | 7.4678
Low-grade industrial/ commercial - supermarkets | Hypermarkets/Superstores (over 2500m2) | Supermarket 4833 | 23 | 15999.77 | 316 | 5055.9273 | 861.0244 | 1291.5366 | 7.5426 | 1 | 1 | 7.5426 | 7.5426
Low-grade industrial/ commercial - supermarkets | Hypermarkets/Superstores (over 2500m2) | Supermarket 4834 | 23 | 16027.5 | 316 | 5064.69 | 862.5167 | 1293.7751 | 7.5556 | 1 | 1 | 7.5556 | 7.5556
Low-grade industrial/ commercial - supermarkets | Hypermarkets/Superstores (over 2500m2) | Supermarket 4835 | 23 | 16041.43 | 316 | 5069.0919 | 863.2663 | 1294.8995 | 7.5622 | 1 | 1 | 7.5622 | 7.5622
Low-grade industrial/ commercial - supermarkets | Hypermarkets/Superstores (over 2500m2) | Supermarket 4836 | 23 | 16237.32 | 316 | 5130.9931 | 873.8081 | 1310.7122 | 7.6546 | 1 | 1 | 7.6546 | 7.6546
Low-grade industrial/ commercial - supermarkets | Hypermarkets/Superstores (over 2500m2) | Supermarket 4837 | 23 | 16240.04 | 316 | 5131.8526 | 873.9545 | 1310.9318 | 7.6558 | 1 | 1 | 7.6558 | 7.6558
Low-grade industrial/ commercial - supermarkets | Hypermarkets/Superstores (over 2500m2) | Supermarket 4838 | 23 | 16252.12 | 316 | 5135.6699 | 874.6046 | 1311.9069 | 7.6615 | 1 | 1 | 7.6615 | 7.6615
Low-grade industrial/ commercial - supermarkets | Hypermarkets/Superstores (over 2500m2) | Supermarket 4839 | 23 | 16307 | 316 | 5153.012 | 877.5579 | 1316.3369 | 7.6874 | 1 | 1 | 7.6874 | 7.6874
Low-grade industrial/ commercial - supermarkets | Hypermarkets/Superstores (over 2500m2) | Supermarket 4840 | 23 | 16524.1 | 316 | 5221.6156 | 889.2411 | 1333.8617 | 7.7898 | 1 | 1 | 7.7898 | 7.7898
Low-grade industrial/ commercial - supermarkets | Hypermarkets/Superstores (over 2500m2) | Supermarket 4841 | 23 | 16530.1 | 316 | 5223.5116 | 889.564 | 1334.346 | 7.7926 | 1 | 1 | 7.7926 | 7.7926
Low-grade industrial/ commercial - supermarkets | Hypermarkets/Superstores (over 2500m2) | Supermarket 4842 | 23 | 16586.8 | 316 | 5241.4288 | 892.6153 | 1338.923 | 7.8193 | 1 | 1 | 7.8193 | 7.8193
Low-grade industrial/ commercial - supermarkets | Hypermarkets/Superstores (over 2500m2) | Supermarket 4843 | 23 | 16746.2 | 316 | 5291.7992 | 901.1934 | 1351.7901 | 7.8945 | 1 | 1 | 7.8945 | 7.8945
Low-grade industrial/ commercial - supermarkets | Large Shops (Over 1850m2) | Supermarket 4844 | 23 | 17228.12 | 316 | 5444.0859 | 927.1278 | 1390.6917 | 8.1216 | 1 | 1 | 8.1216 | 8.1216
Low-grade industrial/ commercial - supermarkets | Hypermarkets/Superstores (over 2500m2) | Supermarket 4845 | 23 | 17676.8 | 316 | 5585.8688 | 951.2735 | 1426.9102 | 8.3332 | 1 | 1 | 8.3332 | 8.3332
Low-grade industrial/ commercial - supermarkets | Hypermarkets/Superstores (over 2500m2) | Supermarket 4846 | 23 | 17986.5 | 316 | 5683.734 | 967.9399 | 1451.9099 | 8.4792 | 1 | 1 | 8.4792 | 8.4792
Low-grade industrial/ commercial - supermarkets | Hypermarkets/Superstores (over 2500m2) | Supermarket 4847 | 23 | 18116 | 316 | 5724.656 | 974.9089 | 1462.3634 | 8.5402 | 1 | 1 | 8.5402 | 8.5402
Low-grade industrial/ commercial - supermarkets | Large Shops (Over 1850m2) | Supermarket 4848 | 23 | 18234.6 | 316 | 5762.1336 | 981.2914 | 1471.937 | 8.5961 | 1 | 1 | 8.5961 | 8.5961
Low-grade industrial/ commercial - supermarkets | Large Shops (Over 1850m2) | Supermarket 4849 | 23 | 18477 | 316 | 5838.732 | 994.3361 | 1491.5041 | 8.7104 | 1 | 1 | 8.7104 | 8.7104
Low-grade industrial/ commercial - supermarkets | Large Shops (Over 1850m2) | Supermarket 4850 | 23 | 18738.5 | 316 | 5921.366 | 1008.4086 | 1512.6129 | 8.8337 | 1 | 1 | 8.8337 | 8.8337
Low-grade industrial/ commercial - supermarkets | Large Shops (Over 1850m2) | Supermarket 4851 | 23 | 18895.8 | 316 | 5971.0728 | 1016.8737 | 1525.3105 | 8.9078 | 1 | 1 | 8.9078 | 8.9078
Low-grade industrial/ commercial - supermarkets | Hypermarkets/Superstores (over 2500m2) | Supermarket 4852 | 23 | 19306.61 | 316 | 6100.8888 | 1038.9814 | 1558.472 | 9.1015 | 1 | 1 | 9.1015 | 9.1015
Low-grade industrial/ commercial - supermarkets | Large Shops (Over 1850m2) | Supermarket 4853 | 23 | 19337 | 316 | 6110.492 | 1040.6168 | 1560.9252 | 9.1158 | 1 | 1 | 9.1158 | 9.1158